## Products
ProductTypeId | ParentGroupedProductId | VisibleIndividually | Name | ShortDescription | FullDescription | VendorId | ProductTemplateId | ShowOnHomePage | MetaKeywords | MetaDescription | MetaTitle | SeName | AllowCustomerReviews | Published | SKU | ManufacturerPartNumber | Gtin | IsGiftCard | GiftCardTypeId | RequireOtherProducts | RequiredProductIds | AutomaticallyAddRequiredProducts | IsDownload | DownloadId | UnlimitedDownloads | MaxNumberOfDownloads | DownloadActivationTypeId | HasSampleDownload | SampleDownloadId | HasUserAgreement | UserAgreementText | IsRecurring | RecurringCycleLength | RecurringCyclePeriodId | RecurringTotalCycles | IsShipEnabled | IsFreeShipping | AdditionalShippingCharge | DeliveryDateId | WarehouseId | IsTaxExempt | TaxCategoryId | ManageInventoryMethodId | StockQuantity | DisplayStockAvailability | DisplayStockQuantity | MinStockQuantity | LowStockActivityId | NotifyAdminForQuantityBelow | BackorderModeId | AllowBackInStockSubscriptions | OrderMinimumQuantity | OrderMaximumQuantity | AllowedQuantities | AllowAddingOnlyExistingAttributeCombinations | DisableBuyButton | DisableWishlistButton | AvailableForPreOrder | PreOrderAvailabilityStartDateTimeUtc | CallForPrice | Price | OldPrice | ProductCost | SpecialPrice | SpecialPriceStartDateTimeUtc | SpecialPriceEndDateTimeUtc | CustomerEntersPrice | MinimumCustomerEnteredPrice | MaximumCustomerEnteredPrice | Weight | Length | Width | Height | CreatedOnUtc | CategoryIds | ManufacturerIds | Picture1 | Picture2 | Picture3
5 | 0 | TRUE | Blade stirrer 18900073 | Blade stirrer, shaft length 40cm,stirrer diameter 6.8cm, 316L stainless steel | <!DOCTYPE html> <html> <head> </head> <body> <p><strong>product information page download</strong><strong>&nbsp;</strong>&nbsp;:</p> <p>&nbsp;</p> <p>&nbsp; &nbsp; &nbsp; &nbsp; &nbsp;&nbsp;<a href="http://www.dlabsci.com/uploads/DLAB%20Catalogue.pdf" target="_blank"><img style="height: 165px; width: 125px; -moz-box-shadow: 2px 2px 5px #333333; -webkit-box-shadow: 2px 2px 5px #333333; box-shadow: 2px 2px 5px #333333;" src="http://www.microanalytix.co.nz/content/images/thumbs/DLAB.PNG" alt="" /></a></p> <p>&nbsp;</p> <p>&nbsp;</p><p><strong>product information page download</strong><strong>&nbsp;</strong>&nbsp;:</p> <p>&nbsp;</p> <p>&nbsp; &nbsp; &nbsp; &nbsp; &nbsp;&nbsp;<a href="http://www.dlabsci.com/uploads/DLAB%20Catalogue.pdf" target="_blank"><img style="height: 165px; width: 125px; -moz-box-shadow: 2px 2px 5px #333333; -webkit-box-shadow: 2px 2px 5px #333333; box-shadow: 2px 2px 5px #333333;" src="http://www.microanalytix.co.nz/content/images/thumbs/DLAB.PNG" alt="" /></a></p> <p>&nbsp;</p> <p><strong>DispensMate Dispenser Chemical Compatibility download</strong><strong>&nbsp;</strong>&nbsp;:</p> <p>&nbsp;</p><a href="http://www.microanalytix.co.nz/content/files/Chem Comp chart top Dispenser DLab.pdf" target="_blank"><img style="height: 165px; width: 125px; -moz-box-shadow: 2px 2px 5px #333333; -webkit-box-shadow: 2px 2px 5px #333333; box-shadow: 2px 2px 5px #333333;" src="http://www.microanalytix.co.nz/content/images/thumbs/DispensMate Dispenser Chemical Compatibility.PNG" alt="DispensMate Dispenser Chemical Compatibility" /></a></p> </body> </html> | 0 | 1 | FALSE |  |  |  | blade-stirrer-18900073 | FALSE | TRUE | 18900073 |  |  | FALSE | 0 | FALSE |  | FALSE | FALSE | 0 | TRUE | 10 | 1 | FALSE | 0 | FALSE |  | FALSE | 100 | 0 | 10 | TRUE | FALSE | 0 | 0 | 0 | FALSE | 6 | 0 | 10000 | FALSE | FALSE | 0 | 0 | 1 | 0 | FALSE | 1 | 10000 |  | FALSE | FALSE | FALSE | FALSE |  | FALSE | 156 | 156 | 0 |  |  |  | FALSE | 0 | 1000 | 0 | 0 | 0 | 0 | 43174.0044 | 84; | 18; | E:\w3server\microanalytix.com.au\httpdocs\content\images\thumbs\0012126_blade-stirrer-18900073.jpeg
5 | 0 | TRUE | Blade stirrer 18900077 | Blade stirrer, shaft length 35cm,stirrer diameter 6.8cm, PTFE coated | <!DOCTYPE html> <html> <head> </head> <body> <p><strong>product information page download</strong><strong>&nbsp;</strong>&nbsp;:</p> <p>&nbsp;</p> <p>&nbsp; &nbsp; &nbsp; &nbsp; &nbsp;&nbsp;<a href="http://www.dlabsci.com/uploads/DLAB%20Catalogue.pdf" target="_blank"><img style="height: 165px; width: 125px; -moz-box-shadow: 2px 2px 5px #333333; -webkit-box-shadow: 2px 2px 5px #333333; box-shadow: 2px 2px 5px #333333;" src="http://www.microanalytix.co.nz/content/images/thumbs/DLAB.PNG" alt="" /></a></p><p><strong>DispensMate Dispenser Chemical Compatibility download</strong><strong>&nbsp;</strong>&nbsp;:</p> <p>&nbsp;</p><a href="http://www.microanalytix.co.nz/content/files/Chem Comp chart top Dispenser DLab.pdf" target="_blank"><img style="height: 165px; width: 125px; -moz-box-shadow: 2px 2px 5px #333333; -webkit-box-shadow: 2px 2px 5px #333333; box-shadow: 2px 2px 5px #333333;" src="http://www.microanalytix.co.nz/content/images/thumbs/DispensMate Dispenser Chemical Compatibility.PNG" alt="DispensMate Dispenser Chemical Compatibility" /></a></p> <p>&nbsp;</p> <p>&nbsp;</p> </body> </html> | 0 | 1 | FALSE |  |  |  | blade-stirrer-18900077 | FALSE | TRUE | 18900077 |  |  | FALSE | 0 | FALSE |  | FALSE | FALSE | 0 | TRUE | 10 | 1 | FALSE | 0 | FALSE |  | FALSE | 100 | 0 | 10 | TRUE | FALSE | 0 | 0 | 0 | FALSE | 6 | 0 | 10000 | FALSE | FALSE | 0 | 0 | 1 | 0 | FALSE | 1 | 10000 |  | FALSE | FALSE | FALSE | FALSE |  | FALSE | 240 | 240 | 0 |  |  |  | FALSE | 0 | 1000 | 0 | 0 | 0 | 0 | 43174.01 | 84; | 18; | E:\w3server\microanalytix.com.au\httpdocs\content\images\thumbs\0012135_blade-stirrer-18900077.jpeg
5 | 0 | TRUE | Centrifugal stirrer 18900074 | Centrifugal stirrer, shaft length 40cm,stirrer diameter 9cm, 316L stainless steel | <!DOCTYPE html> <html> <head> </head> <body> <p><strong>product information page download</strong><strong>&nbsp;</strong>&nbsp;:</p> <p>&nbsp;</p> <p>&nbsp; &nbsp; &nbsp; &nbsp; &nbsp;&nbsp;<a href="http://www.dlabsci.com/uploads/DLAB%20Catalogue.pdf" target="_blank"><img style="height: 165px; width: 125px; -moz-box-shadow: 2px 2px 5px #333333; -webkit-box-shadow: 2px 2px 5px #333333; box-shadow: 2px 2px 5px #333333;" src="http://www.microanalytix.co.nz/content/images/thumbs/DLAB.PNG" alt="" /></a></p><p><strong>DispensMate Dispenser Chemical Compatibility download</strong><strong>&nbsp;</strong>&nbsp;:</p> <p>&nbsp;</p><a href="http://www.microanalytix.co.nz/content/files/Chem Comp chart top Dispenser DLab.pdf" target="_blank"><img style="height: 165px; width: 125px; -moz-box-shadow: 2px 2px 5px #333333; -webkit-box-shadow: 2px 2px 5px #333333; box-shadow: 2px 2px 5px #333333;" src="http://www.microanalytix.co.nz/content/images/thumbs/DispensMate Dispenser Chemical Compatibility.PNG" alt="DispensMate Dispenser Chemical Compatibility" /></a></p> <p>&nbsp;</p> <p>&nbsp;</p> </body> </html> | 0 | 1 | FALSE |  |  |  | centrifugal-stirrer-18900074 | FALSE | TRUE | 18900074 |  |  | FALSE | 0 | FALSE |  | FALSE | FALSE | 0 | TRUE | 10 | 1 | FALSE | 0 | FALSE |  | FALSE | 100 | 0 | 10 | TRUE | FALSE | 0 | 0 | 0 | FALSE | 6 | 0 | 10000 | FALSE | FALSE | 0 | 0 | 1 | 0 | FALSE | 1 | 10000 |  | FALSE | FALSE | FALSE | FALSE |  | FALSE | 156 | 156 | 0 |  |  |  | FALSE | 0 | 1000 | 0 | 0 | 0 | 0 | 43174.0057 | 84; | 18; | E:\w3server\microanalytix.com.au\httpdocs\content\images\thumbs\0012128_centrifugal-stirrer-18900074.png
5 | 0 | TRUE | Centrifugal stirrer 18900078 | Centrifugal stirrer, shaft length 35cm,stirrer diameter 8.5cm, PTFE coated | <!DOCTYPE html> <html> <head> </head> <body> <p><strong>product information page download</strong><strong>&nbsp;</strong>&nbsp;:</p> <p>&nbsp;</p> <p>&nbsp; &nbsp; &nbsp; &nbsp; &nbsp;&nbsp;<a href="http://www.dlabsci.com/uploads/DLAB%20Catalogue.pdf" target="_blank"><img style="height: 165px; width: 125px; -moz-box-shadow: 2px 2px 5px #333333; -webkit-box-shadow: 2px 2px 5px #333333; box-shadow: 2px 2px 5px #333333;" src="http://www.microanalytix.co.nz/content/images/thumbs/DLAB.PNG" alt="" /></a></p><p><strong>DispensMate Dispenser Chemical Compatibility download</strong><strong>&nbsp;</strong>&nbsp;:</p> <p>&nbsp;</p><a href="http://www.microanalytix.co.nz/content/files/Chem Comp chart top Dispenser DLab.pdf" target="_blank"><img style="height: 165px; width: 125px; -moz-box-shadow: 2px 2px 5px #333333; -webkit-box-shadow: 2px 2px 5px #333333; box-shadow: 2px 2px 5px #333333;" src="http://www.microanalytix.co.nz/content/images/thumbs/DispensMate Dispenser Chemical Compatibility.PNG" alt="DispensMate Dispenser Chemical Compatibility" /></a></p> <p>&nbsp;</p> <p>&nbsp;</p> </body> </html> | 0 | 1 | FALSE |  |  |  | centrifugal-stirrer-18900078 | FALSE | TRUE | 18900078 |  |  | FALSE | 0 | FALSE |  | FALSE | FALSE | 0 | TRUE | 10 | 1 | FALSE | 0 | FALSE |  | FALSE | 100 | 0 | 10 | TRUE | FALSE | 0 | 0 | 0 | FALSE | 6 | 0 | 10000 | FALSE | FALSE | 0 | 0 | 1 | 0 | FALSE | 1 | 10000 |  | FALSE | FALSE | FALSE | FALSE |  | FALSE | 240 | 240 | 0 |  |  |  | FALSE | 0 | 1000 | 0 | 0 | 0 | 0 | 43174.0128 | 84; | 18; | E:\w3server\microanalytix.com.au\httpdocs\content\images\thumbs\0012137_centrifugal-stirrer-18900078.jpeg
5 | 0 | TRUE | Classic Tube Roller, MX-T6-S | Classic Tube Roller,variable speed,6 rollers | <!DOCTYPE html> <html> <head> <style> td { border:1px solid #ccc } </style> </head> <body> <p><strong>FEATURES</strong></p> <ul> <li>Speed range of 0-70rpm</li> <li>Weighs up to 5.1 Kg</li> <li>Six roller design for gentle rolling</li> </ul> <p>&nbsp;</p> <table style="height: 617px;" border="1" width="497"> <tbody> <tr> <td> <p>&nbsp;Motor type</p> </td> <td> <p>&nbsp;DC motor</p> </td> </tr> <tr> <td> <p>&nbsp;Rocking motion</p> </td> <td> <p>&nbsp;Rocking and rolling</p> </td> </tr> <tr> <td> <p>&nbsp;Amplitude</p> </td> <td> <p>&nbsp;24mm</p> </td> </tr> <tr> <td> <p>&nbsp;Max. load capacity</p> </td> <td> <p>&nbsp;4kg</p> </td> </tr> <tr> <td> <p>&nbsp;Number of rollers</p> </td> <td> <p>&nbsp;6</p> </td> </tr> <tr> <td> <p>&nbsp;Roller size [length]</p> </td> <td> <p>&nbsp;280mm</p> </td> </tr> <tr> <td> <p>&nbsp;Speed range</p> </td> <td> <p>&nbsp;0-70rpm</p> </td> </tr> <tr> <td> <p>&nbsp;Speed display</p> </td> <td> <p>&nbsp;Scale</p> </td> </tr> <tr> <td> <p>&nbsp;Operation mode</p> </td> <td> <p>&nbsp;Continuous</p> </td> </tr> <tr> <td> <p>&nbsp;Voltage</p> </td> <td> <p>&nbsp;100-240V, 50/60Hz</p> </td> </tr> <tr> <td> <p>&nbsp;Power</p> </td> <td> <p>&nbsp;25W</p> </td> </tr> <tr> <td> <p>&nbsp;Dimensions [D &times; W &times; H]</p> </td> <td> <p>&nbsp;450&times;260&times;120mm</p> </td> </tr> <tr> <td> <p>&nbsp;Weight</p> </td> <td> <p>&nbsp;4.5kg</p> </td> </tr> <tr> <td> <p>&nbsp;Permissible ambient temperature&nbsp;and humidity</p> </td> <td> <p>&nbsp;5-40℃, 80%RH</p> </td> </tr> <tr> <td> <p>&nbsp;Protection class</p> </td> <td> <p>&nbsp;IP21</p> </td> </tr> </tbody> </table><p><strong>product information page download</strong><strong>&nbsp;</strong>&nbsp;:</p> <p>&nbsp;</p> <p>&nbsp; &nbsp; &nbsp; &nbsp; &nbsp;&nbsp;<a href="http://www.dlabsci.com/uploads/DLAB%20Catalogue.pdf" target="_blank"><img style="height: 165px; width: 125px; -moz-box-shadow: 2px 2px 5px #333333; -webkit-box-shadow: 2px 2px 5px #333333; box-shadow: 2px 2px 5px #333333;" src="http://www.microanalytix.co.nz/content/images/thumbs/DLAB.PNG" alt="" /></a></p><p><strong>DispensMate Dispenser Chemical Compatibility download</strong><strong>&nbsp;</strong>&nbsp;:</p> <p>&nbsp;</p><a href="http://www.microanalytix.co.nz/content/files/Chem Comp chart top Dispenser DLab.pdf" target="_blank"><img style="height: 165px; width: 125px; -moz-box-shadow: 2px 2px 5px #333333; -webkit-box-shadow: 2px 2px 5px #333333; box-shadow: 2px 2px 5px #333333;" src="http://www.microanalytix.co.nz/content/images/thumbs/DispensMate Dispenser Chemical Compatibility.PNG" alt="DispensMate Dispenser Chemical Compatibility" /></a></p> <p>&nbsp;</p> <p>&nbsp;</p> </body> </html> | 0 | 1 | FALSE |  |  |  | classic-tube-roller-mx-t6-s | FALSE | TRUE | MX-T6-S |  |  | FALSE | 0 | FALSE |  | FALSE | FALSE | 0 | TRUE | 10 | 1 | FALSE | 0 | FALSE |  | FALSE | 100 | 0 | 10 | TRUE | FALSE | 0 | 0 | 0 | FALSE | 6 | 0 | 10000 | FALSE | FALSE | 0 | 0 | 1 | 0 | FALSE | 1 | 10000 |  | FALSE | FALSE | FALSE | FALSE |  | FALSE | 1120 | 1120 | 0 |  |  |  | FALSE | 0 | 1000 | 0 | 0 | 0 | 0 | 43138.8712 | 164; | 18; | E:\w3server\microanalytix.com.au\httpdocs\content\images\thumbs\0012076_classic-tube-roller-mx-t6-s.jpeg
5 | 0 | TRUE | CR20 Rotor | Cutter rotor 20 | <!DOCTYPE html> <html> <head> </head> <body> <p><strong>product information page download</strong><strong>&nbsp;</strong>&nbsp;:</p> <p>&nbsp;</p> <p>&nbsp; &nbsp; &nbsp; &nbsp; &nbsp;&nbsp;<a href="http://www.dlabsci.com/uploads/DLAB%20Catalogue.pdf" target="_blank"><img style="height: 165px; width: 125px; -moz-box-shadow: 2px 2px 5px #333333; -webkit-box-shadow: 2px 2px 5px #333333; box-shadow: 2px 2px 5px #333333;" src="http://www.microanalytix.co.nz/content/images/thumbs/DLAB.PNG" alt="" /></a></p><p><strong>DispensMate Dispenser Chemical Compatibility download</strong><strong>&nbsp;</strong>&nbsp;:</p> <p>&nbsp;</p><a href="http://www.microanalytix.co.nz/content/files/Chem Comp chart top Dispenser DLab.pdf" target="_blank"><img style="height: 165px; width: 125px; -moz-box-shadow: 2px 2px 5px #333333; -webkit-box-shadow: 2px 2px 5px #333333; box-shadow: 2px 2px 5px #333333;" src="http://www.microanalytix.co.nz/content/images/thumbs/DispensMate Dispenser Chemical Compatibility.PNG" alt="DispensMate Dispenser Chemical Compatibility" /></a></p> <p>&nbsp;</p> <p>&nbsp;</p> </body> </html> | 0 | 1 | FALSE |  |  |  | cr20-rotor | FALSE | TRUE | CR20 |  |  | FALSE | 0 | FALSE |  | FALSE | FALSE | 0 | TRUE | 10 | 1 | FALSE | 0 | FALSE |  | FALSE | 100 | 0 | 10 | TRUE | FALSE | 0 | 0 | 0 | FALSE | 6 | 0 | 10000 | FALSE | FALSE | 0 | 0 | 1 | 0 | FALSE | 1 | 10000 |  | FALSE | FALSE | FALSE | FALSE |  | FALSE | 644 | 644 | 0 |  |  |  | FALSE | 0 | 1000 | 0 | 0 | 0 | 0 | 43179.0878 | 167; | 18; | E:\w3server\microanalytix.com.au\httpdocs\content\images\thumbs\0012173_cr20-rotor.png
5 | 0 | TRUE | CR30 Rotor | Cutter rotor 30 | <!DOCTYPE html> <html> <head> </head> <body> <p><strong>product information page download</strong><strong>&nbsp;</strong>&nbsp;:</p> <p>&nbsp;</p> <p>&nbsp; &nbsp; &nbsp; &nbsp; &nbsp;&nbsp;<a href="http://www.dlabsci.com/uploads/DLAB%20Catalogue.pdf" target="_blank"><img style="height: 165px; width: 125px; -moz-box-shadow: 2px 2px 5px #333333; -webkit-box-shadow: 2px 2px 5px #333333; box-shadow: 2px 2px 5px #333333;" src="http://www.microanalytix.co.nz/content/images/thumbs/DLAB.PNG" alt="" /></a></p><p><strong>DispensMate Dispenser Chemical Compatibility download</strong><strong>&nbsp;</strong>&nbsp;:</p> <p>&nbsp;</p><a href="http://www.microanalytix.co.nz/content/files/Chem Comp chart top Dispenser DLab.pdf" target="_blank"><img style="height: 165px; width: 125px; -moz-box-shadow: 2px 2px 5px #333333; -webkit-box-shadow: 2px 2px 5px #333333; box-shadow: 2px 2px 5px #333333;" src="http://www.microanalytix.co.nz/content/images/thumbs/DispensMate Dispenser Chemical Compatibility.PNG" alt="DispensMate Dispenser Chemical Compatibility" /></a></p> <p>&nbsp;</p> <p>&nbsp;</p> </body> </html> | 0 | 1 | FALSE |  |  |  | cr30-rotor | FALSE | TRUE | CR30 |  |  | FALSE | 0 | FALSE |  | FALSE | FALSE | 0 | TRUE | 10 | 1 | FALSE | 0 | FALSE |  | FALSE | 100 | 0 | 10 | TRUE | FALSE | 0 | 0 | 0 | FALSE | 6 | 0 | 10000 | FALSE | FALSE | 0 | 0 | 1 | 0 | FALSE | 1 | 10000 |  | FALSE | FALSE | FALSE | FALSE |  | FALSE | 749 | 749 | 0 |  |  |  | FALSE | 0 | 1000 | 0 | 0 | 0 | 0 | 43179.0885 | 167; | 18; | E:\w3server\microanalytix.com.au\httpdocs\content\images\thumbs\0012175_cr30-rotor.png
5 | 0 | TRUE | CR40 Rotor | Cutter rotor 40 | <!DOCTYPE html> <html> <head> </head> <body> <p><strong>product information page download</strong><strong>&nbsp;</strong>&nbsp;:</p> <p>&nbsp;</p> <p>&nbsp; &nbsp; &nbsp; &nbsp; &nbsp;&nbsp;<a href="http://www.dlabsci.com/uploads/DLAB%20Catalogue.pdf" target="_blank"><img style="height: 165px; width: 125px; -moz-box-shadow: 2px 2px 5px #333333; -webkit-box-shadow: 2px 2px 5px #333333; box-shadow: 2px 2px 5px #333333;" src="http://www.microanalytix.co.nz/content/images/thumbs/DLAB.PNG" alt="" /></a></p><p><strong>DispensMate Dispenser Chemical Compatibility download</strong><strong>&nbsp;</strong>&nbsp;:</p> <p>&nbsp;</p><a href="http://www.microanalytix.co.nz/content/files/Chem Comp chart top Dispenser DLab.pdf" target="_blank"><img style="height: 165px; width: 125px; -moz-box-shadow: 2px 2px 5px #333333; -webkit-box-shadow: 2px 2px 5px #333333; box-shadow: 2px 2px 5px #333333;" src="http://www.microanalytix.co.nz/content/images/thumbs/DispensMate Dispenser Chemical Compatibility.PNG" alt="DispensMate Dispenser Chemical Compatibility" /></a></p> <p>&nbsp;</p> <p>&nbsp;</p> </body> </html> | 0 | 1 | FALSE |  |  |  | cr40-rotor | FALSE | TRUE | CR40 |  |  | FALSE | 0 | FALSE |  | FALSE | FALSE | 0 | TRUE | 10 | 1 | FALSE | 0 | FALSE |  | FALSE | 100 | 0 | 10 | TRUE | FALSE | 0 | 0 | 0 | FALSE | 6 | 0 | 10000 | FALSE | FALSE | 0 | 0 | 1 | 0 | FALSE | 1 | 10000 |  | FALSE | FALSE | FALSE | FALSE |  | FALSE | 792 | 792 | 0 |  |  |  | FALSE | 0 | 1000 | 0 | 0 | 0 | 0 | 43179.0982 | 167; | 18; | E:\w3server\microanalytix.com.au\httpdocs\content\images\thumbs\0012185_cr40-rotor.png
5 | 0 | TRUE | Crossed stirrer 18900071 | Crossed stirrer, shaft length 40cm,stirrer diameter 5cm, 316L stainless steel | <!DOCTYPE html> <html> <head> </head> <body> <p><strong>product information page download</strong><strong>&nbsp;</strong>&nbsp;:</p> <p>&nbsp;</p> <p>&nbsp; &nbsp; &nbsp; &nbsp; &nbsp;&nbsp;<a href="http://www.dlabsci.com/uploads/DLAB%20Catalogue.pdf" target="_blank"><img style="height: 165px; width: 125px; -moz-box-shadow: 2px 2px 5px #333333; -webkit-box-shadow: 2px 2px 5px #333333; box-shadow: 2px 2px 5px #333333;" src="http://www.microanalytix.co.nz/content/images/thumbs/DLAB.PNG" alt="" /></a></p><p><strong>DispensMate Dispenser Chemical Compatibility download</strong><strong>&nbsp;</strong>&nbsp;:</p> <p>&nbsp;</p><a href="http://www.microanalytix.co.nz/content/files/Chem Comp chart top Dispenser DLab.pdf" target="_blank"><img style="height: 165px; width: 125px; -moz-box-shadow: 2px 2px 5px #333333; -webkit-box-shadow: 2px 2px 5px #333333; box-shadow: 2px 2px 5px #333333;" src="http://www.microanalytix.co.nz/content/images/thumbs/DispensMate Dispenser Chemical Compatibility.PNG" alt="DispensMate Dispenser Chemical Compatibility" /></a></p> <p>&nbsp;</p> <p>&nbsp;</p> </body> </html> | 0 | 1 | FALSE |  |  |  | crossed-stirrer-18900071 | FALSE | TRUE | 18900071 |  |  | FALSE | 0 | FALSE |  | FALSE | FALSE | 0 | TRUE | 10 | 1 | FALSE | 0 | FALSE |  | FALSE | 100 | 0 | 10 | TRUE | FALSE | 0 | 0 | 0 | FALSE | 6 | 0 | 10000 | FALSE | FALSE | 0 | 0 | 1 | 0 | FALSE | 1 | 10000 |  | FALSE | FALSE | FALSE | FALSE |  | FALSE | 60 | 60 | 0 |  |  |  | FALSE | 0 | 1000 | 0 | 0 | 0 | 0 | 43174.0027 | 84; | 18; | E:\w3server\microanalytix.com.au\httpdocs\content\images\thumbs\0012122_crossed-stirrer-18900071.png
5 | 0 | TRUE | Crossed stirrer 18900075 | Crossed stirrer, shaft length 35cm,stirrer diameter 6.5cm, PTFE coated | <!DOCTYPE html> <html> <head> </head> <body> <p><strong>product information page download</strong><strong>&nbsp;</strong>&nbsp;:</p> <p>&nbsp;</p> <p>&nbsp; &nbsp; &nbsp; &nbsp; &nbsp;&nbsp;<a href="http://www.dlabsci.com/uploads/DLAB%20Catalogue.pdf" target="_blank"><img style="height: 165px; width: 125px; -moz-box-shadow: 2px 2px 5px #333333; -webkit-box-shadow: 2px 2px 5px #333333; box-shadow: 2px 2px 5px #333333;" src="http://www.microanalytix.co.nz/content/images/thumbs/DLAB.PNG" alt="" /></a></p><p><strong>DispensMate Dispenser Chemical Compatibility download</strong><strong>&nbsp;</strong>&nbsp;:</p> <p>&nbsp;</p><a href="http://www.microanalytix.co.nz/content/files/Chem Comp chart top Dispenser DLab.pdf" target="_blank"><img style="height: 165px; width: 125px; -moz-box-shadow: 2px 2px 5px #333333; -webkit-box-shadow: 2px 2px 5px #333333; box-shadow: 2px 2px 5px #333333;" src="http://www.microanalytix.co.nz/content/images/thumbs/DispensMate Dispenser Chemical Compatibility.PNG" alt="DispensMate Dispenser Chemical Compatibility" /></a></p> <p>&nbsp;</p> <p>&nbsp;</p> </body> </html> | 0 | 1 | FALSE |  |  |  | crossed-stirrer-18900075 | FALSE | TRUE | 18900075 |  |  | FALSE | 0 | FALSE |  | FALSE | FALSE | 0 | TRUE | 10 | 1 | FALSE | 0 | FALSE |  | FALSE | 100 | 0 | 10 | TRUE | FALSE | 0 | 0 | 0 | FALSE | 6 | 0 | 10000 | FALSE | FALSE | 0 | 0 | 1 | 0 | FALSE | 1 | 10000 |  | FALSE | FALSE | FALSE | FALSE |  | FALSE | 240 | 240 | 0 |  |  |  | FALSE | 0 | 1000 | 0 | 0 | 0 | 0 | 43174.0063 | 84; | 18; | E:\w3server\microanalytix.com.au\httpdocs\content\images\thumbs\0012130_crossed-stirrer-18900075.png
5 | 0 | TRUE | Crossed stirrer 18900330 | Crossed stirrer, shaft length 40cm,stirrer diameter 5cm, 316L stainless steel (prevents the liquid spillage) | <!DOCTYPE html> <html> <head> </head> <body> <p><strong>product information page download</strong><strong>&nbsp;</strong>&nbsp;:</p> <p>&nbsp;</p> <p>&nbsp; &nbsp; &nbsp; &nbsp; &nbsp;&nbsp;<a href="http://www.dlabsci.com/uploads/DLAB%20Catalogue.pdf" target="_blank"><img style="height: 165px; width: 125px; -moz-box-shadow: 2px 2px 5px #333333; -webkit-box-shadow: 2px 2px 5px #333333; box-shadow: 2px 2px 5px #333333;" src="http://www.microanalytix.co.nz/content/images/thumbs/DLAB.PNG" alt="" /></a></p><p><strong>DispensMate Dispenser Chemical Compatibility download</strong><strong>&nbsp;</strong>&nbsp;:</p> <p>&nbsp;</p><a href="http://www.microanalytix.co.nz/content/files/Chem Comp chart top Dispenser DLab.pdf" target="_blank"><img style="height: 165px; width: 125px; -moz-box-shadow: 2px 2px 5px #333333; -webkit-box-shadow: 2px 2px 5px #333333; box-shadow: 2px 2px 5px #333333;" src="http://www.microanalytix.co.nz/content/images/thumbs/DispensMate Dispenser Chemical Compatibility.PNG" alt="DispensMate Dispenser Chemical Compatibility" /></a></p> <p>&nbsp;</p> <p>&nbsp;</p> </body> </html> | 0 | 1 | FALSE |  |  |  | crossed-stirrer-18900330 | FALSE | TRUE | 18900330 |  |  | FALSE | 0 | FALSE |  | FALSE | FALSE | 0 | TRUE | 10 | 1 | FALSE | 0 | FALSE |  | FALSE | 100 | 0 | 10 | TRUE | FALSE | 0 | 0 | 0 | FALSE | 6 | 0 | 10000 | FALSE | FALSE | 0 | 0 | 1 | 0 | FALSE | 1 | 10000 |  | FALSE | FALSE | FALSE | FALSE |  | FALSE | 240 | 240 | 0 |  |  |  | FALSE | 0 | 1000 | 0 | 0 | 0 | 0 | 43174.0134 | 84; | 18; | E:\w3server\microanalytix.com.au\httpdocs\content\images\thumbs\0012139_crossed-stirrer-18900330.png
5 | 0 | TRUE | D-160 Package 1 8034110000 | D160 drive, H 370 Stand,DS-160/5 shaft，volumesfrom 0.1-50ml | <!DOCTYPE html> <html> <head> <style> td{border:1px solid #cccccc} </style> </head> <body> <p><strong><strong>Features</strong><strong>&nbsp;of D-160</strong><br />&nbsp;</strong></p> <p>&nbsp;</p> <p>- Easy to hold and light weight for one hand operation</p> <p>&nbsp;</p> <p>- Sample Volume Range: 0.1-50 ml or 1-250ml</p> <p>&nbsp;</p> <p>- Autoclavable 316 L stainless steel shafts, inert to aggressive solutions</p> <p>&nbsp;</p> <p>- All shafts are interchangable shafts and are easily removed for cleanup</p> <p>&nbsp;</p> <p>- High speed motor. Speed control from 8,000 to 30,000 rpm</p> <h1>&nbsp;</h1> <h1>Speciﬁcations</h1> <p><strong>&nbsp;</strong></p> <table> <tbody> <tr> <td width="143"> <p>Power Supply</p> </td> <td width="182"> <p>110-120V/60Hz, 220-240V / 50-60 Hz</p> </td> </tr> <tr> <td width="143"> <p>Motor Type</p> </td> <td width="182"> <p>Universal motor, 160 Watt</p> </td> </tr> <tr> <td width="143"> <p>Speed Range</p> </td> <td width="182"> <p>8000-30000rpm</p> </td> </tr> <tr> <td width="143"> <p>Max. Circum. Speed</p> </td> <td width="182"> <p>6.3-14m/sec</p> </td> </tr> <tr> <td width="143"> <p>Speed Control</p> </td> <td width="182"> <p>Dial knob 6 stage</p> </td> </tr> <tr> <td width="143"> <p>Working Volume (ml, H2O)</p> </td> <td width="182"> <p>0.1-50ml (Dispersing shaftDS-160/5)</p> <p>1-250ml (Dispersing shaftDS-160/10)</p> </td> </tr> <tr> <td width="143"> <p>Max. Viscosity</p> </td> <td width="182"> <p>5000mPas</p> </td> </tr> <tr> <td width="143"> <p>Material of Dispersing Shaft</p> </td> <td width="182"> <p>SS 316L stainless steel / PTFE</p> </td> </tr> <tr> <td width="143"> <p>Weight</p> </td> <td width="182"> <p>0.6 kg</p> </td> </tr> <tr> <td width="143"> <p>Dimension L x W x H</p> </td> <td width="182"> <p>46mm x 55mm x 230mm</p> </td> </tr> <tr> <td width="143"> <p>Noise</p> </td> <td width="182"> <p>72 dB(A)</p> </td> </tr> <tr> <td width="143"> <p>Operating Environment</p> </td> <td width="182"> <p>0-40oC, 85% rel. humidity</p> </td> </tr> <tr> <td width="143"> <p>Protection Class</p> </td> <td width="182"> <p>IP20</p> </td> </tr> </tbody> </table> <p>&nbsp;</p> <p>The D 160 is a rotor/stator type hand held tissue homogenizer which can rapidly dispersing, homogenizing, extractions, cell disruption, mixing, emulsifying, suspending samples in 0.1 - 5 ml of liquid or 1-250ml depending on the dispersing shaft. During operation, the suspended material is drawn into the core of the homogenizer by a rotor turning at up to 30,000 rpm.</p> <p>&nbsp;</p> <p>The material is repeatedly cycled through narrow slits in the stator where it is rapidly sheared and disintegrated by high shear mechanical action. Complete homogenization of tissues (muscle, liver, breast tissue, etc.) is usually achieved in a few seconds. Little, if any, heat is produced during the process</p> <p>&nbsp;</p> <p>&nbsp; &nbsp; &nbsp; &nbsp; &nbsp;&nbsp;<a href="http://www.microanalytix.co.nz/Content/files/Homogenizer-dlab.pdf" target="_blank"><img style="height: 165px; width: 125px; -moz-box-shadow: 2px 2px 5px #333333; -webkit-box-shadow: 2px 2px 5px #333333; box-shadow: 2px 2px 5px #333333;" src="http://microanalytix.co.nz/Content/Images/Thumbs/D-160&D-500.PNG" alt="" /></a></p><p><strong>DispensMate Dispenser Chemical Compatibility download</strong><strong>&nbsp;</strong>&nbsp;:</p> <p>&nbsp;</p><a href="http://www.microanalytix.co.nz/content/files/Chem Comp chart top Dispenser DLab.pdf" target="_blank"><img style="height: 165px; width: 125px; -moz-box-shadow: 2px 2px 5px #333333; -webkit-box-shadow: 2px 2px 5px #333333; box-shadow: 2px 2px 5px #333333;" src="http://www.microanalytix.co.nz/content/images/thumbs/DispensMate Dispenser Chemical Compatibility.PNG" alt="DispensMate Dispenser Chemical Compatibility" /></a></p> </body> </html> | 0 | 1 | FALSE |  |  |  | d-160-package-1-8034110000 | FALSE | TRUE | 8034110000 |  |  | FALSE | 0 | FALSE |  | FALSE | FALSE | 0 | TRUE | 10 | 1 | FALSE | 0 | FALSE |  | FALSE | 100 | 0 | 10 | TRUE | FALSE | 0 | 0 | 0 | FALSE | 6 | 0 | 10000 | FALSE | FALSE | 0 | 0 | 1 | 0 | FALSE | 1 | 10000 |  | FALSE | FALSE | FALSE | FALSE |  | FALSE | 3917 | 3917 | 0 |  |  |  | FALSE | 0 | 1000 | 0 | 0 | 0 | 0 | 43175.1392 | 166; | 18; | E:\w3server\microanalytix.com.au\httpdocs\content\images\thumbs\0012159_d-160-package-1-8034110000.png
5 | 0 | TRUE | D-160 Package 2 8034120000 | D160 drive, H 370 Stand,DS-160/10 shaft，volumes from 1- 250ml | <!DOCTYPE html> <html> <head> <style> td{border:1px solid #cccccc} </style> </head> <body> <p><strong><strong>Features</strong><strong>&nbsp;of D-160</strong><br />&nbsp;</strong></p> <p>&nbsp;</p> <p>- Easy to hold and light weight for one hand operation</p> <p>&nbsp;</p> <p>- Sample Volume Range: 0.1-50 ml or 1-250ml</p> <p>&nbsp;</p> <p>- Autoclavable 316 L stainless steel shafts, inert to aggressive solutions</p> <p>&nbsp;</p> <p>- All shafts are interchangable shafts and are easily removed for cleanup</p> <p>&nbsp;</p> <p>- High speed motor. Speed control from 8,000 to 30,000 rpm</p> <h1>&nbsp;</h1> <h1>Speciﬁcations</h1> <p><strong>&nbsp;</strong></p> <table> <tbody> <tr> <td width="143"> <p>Power Supply</p> </td> <td width="182"> <p>110-120V/60Hz, 220-240V / 50-60 Hz</p> </td> </tr> <tr> <td width="143"> <p>Motor Type</p> </td> <td width="182"> <p>Universal motor, 160 Watt</p> </td> </tr> <tr> <td width="143"> <p>Speed Range</p> </td> <td width="182"> <p>8000-30000rpm</p> </td> </tr> <tr> <td width="143"> <p>Max. Circum. Speed</p> </td> <td width="182"> <p>6.3-14m/sec</p> </td> </tr> <tr> <td width="143"> <p>Speed Control</p> </td> <td width="182"> <p>Dial knob 6 stage</p> </td> </tr> <tr> <td width="143"> <p>Working Volume (ml, H2O)</p> </td> <td width="182"> <p>0.1-50ml (Dispersing shaftDS-160/5)</p> <p>1-250ml (Dispersing shaftDS-160/10)</p> </td> </tr> <tr> <td width="143"> <p>Max. Viscosity</p> </td> <td width="182"> <p>5000mPas</p> </td> </tr> <tr> <td width="143"> <p>Material of Dispersing Shaft</p> </td> <td width="182"> <p>SS 316L stainless steel / PTFE</p> </td> </tr> <tr> <td width="143"> <p>Weight</p> </td> <td width="182"> <p>0.6 kg</p> </td> </tr> <tr> <td width="143"> <p>Dimension L x W x H</p> </td> <td width="182"> <p>46mm x 55mm x 230mm</p> </td> </tr> <tr> <td width="143"> <p>Noise</p> </td> <td width="182"> <p>72 dB(A)</p> </td> </tr> <tr> <td width="143"> <p>Operating Environment</p> </td> <td width="182"> <p>0-40oC, 85% rel. humidity</p> </td> </tr> <tr> <td width="143"> <p>Protection Class</p> </td> <td width="182"> <p>IP20</p> </td> </tr> </tbody> </table> <p>&nbsp;</p> <p>The D 160 is a rotor/stator type hand held tissue homogenizer which can rapidly dispersing, homogenizing, extractions, cell disruption, mixing, emulsifying, suspending samples in 0.1 - 5 ml of liquid or 1-250ml depending on the dispersing shaft. During operation, the suspended material is drawn into the core of the homogenizer by a rotor turning at up to 30,000 rpm.</p> <p>&nbsp;</p> <p>The material is repeatedly cycled through narrow slits in the stator where it is rapidly sheared and disintegrated by high shear mechanical action. Complete homogenization of tissues (muscle, liver, breast tissue, etc.) is usually achieved in a few seconds. Little, if any, heat is produced during the process</p> <p>&nbsp; &nbsp; &nbsp; &nbsp; &nbsp;&nbsp;<a href="http://www.microanalytix.co.nz/Content/files/Homogenizer-dlab.pdf" target="_blank"><img style="height: 165px; width: 125px; -moz-box-shadow: 2px 2px 5px #333333; -webkit-box-shadow: 2px 2px 5px #333333; box-shadow: 2px 2px 5px #333333;" src="http://microanalytix.co.nz/Content/Images/Thumbs/D-160&D-500.PNG" alt="" /></a></p><p><strong>DispensMate Dispenser Chemical Compatibility download</strong><strong>&nbsp;</strong>&nbsp;:</p> <p>&nbsp;</p><a href="http://www.microanalytix.co.nz/content/files/Chem Comp chart top Dispenser DLab.pdf" target="_blank"><img style="height: 165px; width: 125px; -moz-box-shadow: 2px 2px 5px #333333; -webkit-box-shadow: 2px 2px 5px #333333; box-shadow: 2px 2px 5px #333333;" src="http://www.microanalytix.co.nz/content/images/thumbs/DispensMate Dispenser Chemical Compatibility.PNG" alt="DispensMate Dispenser Chemical Compatibility" /></a></p> <p>&nbsp;</p> <p>&nbsp;</p> </body> </html> | 0 | 1 | FALSE |  |  |  | d-160-package-2-8034120000 | FALSE | TRUE | 8034120000 |  |  | FALSE | 0 | FALSE |  | FALSE | FALSE | 0 | TRUE | 10 | 1 | FALSE | 0 | FALSE |  | FALSE | 100 | 0 | 10 | TRUE | FALSE | 0 | 0 | 0 | FALSE | 6 | 0 | 10000 | FALSE | FALSE | 0 | 0 | 1 | 0 | FALSE | 1 | 10000 |  | FALSE | FALSE | FALSE | FALSE |  | FALSE | 4109 | 4109 | 0 |  |  |  | FALSE | 0 | 1000 | 0 | 0 | 0 | 0 | 43175.1404 | 166; | 18; | E:\w3server\microanalytix.com.au\httpdocs\content\images\thumbs\0012160_d-160-package-2-8034120000.png
5 | 0 | TRUE | D-500 Package 1 8034210000 | D-500 drive, withdispersing shaft 1 and H-600 stand,10-5000ml | <!DOCTYPE html> <html> <head> </head> <body> <p><strong><strong>Features</strong><strong>&nbsp;of D-500</strong><br /></strong></p> <p>&nbsp;</p> <p>- Viscosity up to 10,000 mPas</p> <p>&nbsp;</p> <p>- Continuosly adjustable speeds for better results</p> <p>&nbsp;</p> <p>- Light-weighted and small-dimensioned for better handling</p> <p>&nbsp;</p> <p>- Triple safety of the drive, overload protection and smooth start &ndash; against jerky work, safety switch</p> <p>&nbsp;</p> <p>- 316L steel High quality dispersing tools as standard for better resistance to corrosion</p> <p>&nbsp;</p> <p>- Quick change system of the dispersing tools for a short changing time between preparations</p> <p>Philosophy made simple, so easy to handle. Ability to achieve quality results fast. It has the speed and power to emulsify, suspend, cut-up and disrupt to yield accurate results every time. Full flexibility as hand-held, post or wall mounted, with H-stand or plate-stand support.</p> <p>&nbsp;</p> <p>Top speed of high 10000-30000 rpm, reduces processing time significantly. Big safety switch for unexpected emergency stop. Smooth motor drive makes working, very safe and comfortable. Additional feature of automatic overload protection increases the life span of the motor. Smooth start also prevents unnecessary spills</p> <p>&nbsp;</p> <p><strong>Process of dispersing&nbsp;</strong></p> <p>&nbsp;</p> <p>The material is sucked in to the head axially, then accelerated using the rotor&rsquo;s high rpm rate, circumferential or peripheral velocity. The centrifugal acceleration between the outer rotor wall and the inner stator wall propels the material through the stator shearing slits.</p> <p>&nbsp;</p> <p><strong>Quick-change system</strong></p> <p>&nbsp;</p> <p>DragonLab tools consists of only a few parts. One shaft, one axle, one Teflon bearing and one rotor stator. No special tools are needed to dissemble. Only requirement is a simple piece of cloth.</p> <p>&nbsp;</p> <p>&nbsp; &nbsp; &nbsp; &nbsp; &nbsp;&nbsp;<a href="http://www.microanalytix.co.nz/Content/files/Homogenizer-dlab.pdf" target="_blank"><img style="height: 165px; width: 125px; -moz-box-shadow: 2px 2px 5px #333333; -webkit-box-shadow: 2px 2px 5px #333333; box-shadow: 2px 2px 5px #333333;" src="http://microanalytix.co.nz/Content/Images/Thumbs/D-160&D-500.PNG" alt="" /></a></p><p><strong>DispensMate Dispenser Chemical Compatibility download</strong><strong>&nbsp;</strong>&nbsp;:</p> <p>&nbsp;</p><a href="http://www.microanalytix.co.nz/content/files/Chem Comp chart top Dispenser DLab.pdf" target="_blank"><img style="height: 165px; width: 125px; -moz-box-shadow: 2px 2px 5px #333333; -webkit-box-shadow: 2px 2px 5px #333333; box-shadow: 2px 2px 5px #333333;" src="http://www.microanalytix.co.nz/content/images/thumbs/DispensMate Dispenser Chemical Compatibility.PNG" alt="DispensMate Dispenser Chemical Compatibility" /></a></p> </body> </html> | 0 | 1 | FALSE |  |  |  | d-500-package-1-8034210000 | FALSE | TRUE | 8034210000 |  |  | FALSE | 0 | FALSE |  | FALSE | FALSE | 0 | TRUE | 10 | 1 | FALSE | 0 | FALSE |  | FALSE | 100 | 0 | 10 | TRUE | FALSE | 0 | 0 | 0 | FALSE | 6 | 0 | 10000 | FALSE | FALSE | 0 | 0 | 1 | 0 | FALSE | 1 | 10000 |  | FALSE | FALSE | FALSE | FALSE |  | FALSE | 6658 | 6658 | 0 |  |  |  | FALSE | 0 | 1000 | 0 | 0 | 0 | 0 | 43175.141 | 166; | 18; | E:\w3server\microanalytix.com.au\httpdocs\content\images\thumbs\0012161_d-500-package-1-8034210000.png
5 | 0 | TRUE | D-500 Package 2 8034220000 | D-500 drive, with dispersing shaft 2 and H-600 stand,10-5000ml | <!DOCTYPE html> <html> <head> </head> <body> <p><strong><strong>Features</strong><strong>&nbsp;of D-500</strong><br />&nbsp;</strong></p> <p>- Viscosity up to 10,000 mPas</p> <p>&nbsp;</p> <p>- Continuosly adjustable speeds for better results</p> <p>&nbsp;</p> <p>- Light-weighted and small-dimensioned for better handling</p> <p>&nbsp;</p> <p>- Triple safety of the drive, overload protection and smooth start &ndash; against jerky work, safety switch</p> <p>&nbsp;</p> <p>- 316L steel High quality dispersing tools as standard for better resistance to corrosion</p> <p>&nbsp;</p> <p>- Quick change system of the dispersing tools for a short changing time between preparations</p> <p>Philosophy made simple, so easy to handle. Ability to achieve quality results fast. It has the speed and power to emulsify, suspend, cut-up and disrupt to yield accurate results every time. Full flexibility as hand-held, post or wall mounted, with H-stand or plate-stand support.</p> <p>&nbsp;</p> <p>Top speed of high 10000-30000 rpm, reduces processing time significantly. Big safety switch for unexpected emergency stop. Smooth motor drive makes working, very safe and comfortable. Additional feature of automatic overload protection increases the life span of the motor. Smooth start also prevents unnecessary spills</p> <p>&nbsp;</p> <p><strong>Process of dispersing&nbsp;</strong></p> <p>&nbsp;</p> <p>The material is sucked in to the head axially, then accelerated using the rotor&rsquo;s high rpm rate, circumferential or peripheral velocity. The centrifugal acceleration between the outer rotor wall and the inner stator wall propels the material through the stator shearing slits.</p> <p>&nbsp;</p> <p><strong>Quick-change system</strong></p> <p>&nbsp;</p> <p>DragonLab tools consists of only a few parts. One shaft, one axle, one Teflon bearing and one rotor stator. No special tools are needed to dissemble. Only requirement is a simple piece of cloth.</p> <p>&nbsp;</p> <p>&nbsp;</p> <p>&nbsp;</p> <p>&nbsp; &nbsp; &nbsp; &nbsp; &nbsp;&nbsp;<a href="http://www.microanalytix.co.nz/Content/files/Homogenizer-dlab.pdf" target="_blank"><img style="height: 165px; width: 125px; -moz-box-shadow: 2px 2px 5px #333333; -webkit-box-shadow: 2px 2px 5px #333333; box-shadow: 2px 2px 5px #333333;" src="http://microanalytix.co.nz/Content/Images/Thumbs/D-160&D-500.PNG" alt="" /></a></p><p><strong>DispensMate Dispenser Chemical Compatibility download</strong><strong>&nbsp;</strong>&nbsp;:</p> <p>&nbsp;</p><a href="http://www.microanalytix.co.nz/content/files/Chem Comp chart top Dispenser DLab.pdf" target="_blank"><img style="height: 165px; width: 125px; -moz-box-shadow: 2px 2px 5px #333333; -webkit-box-shadow: 2px 2px 5px #333333; box-shadow: 2px 2px 5px #333333;" src="http://www.microanalytix.co.nz/content/images/thumbs/DispensMate Dispenser Chemical Compatibility.PNG" alt="DispensMate Dispenser Chemical Compatibility" /></a></p> </body> </html> | 0 | 1 | FALSE |  |  |  | d-500-package-2-8034220000 | FALSE | TRUE | 8034220000 |  |  | FALSE | 0 | FALSE |  | FALSE | FALSE | 0 | TRUE | 10 | 1 | FALSE | 0 | FALSE |  | FALSE | 100 | 0 | 10 | TRUE | FALSE | 0 | 0 | 0 | FALSE | 6 | 0 | 10000 | FALSE | FALSE | 0 | 0 | 1 | 0 | FALSE | 1 | 10000 |  | FALSE | FALSE | FALSE | FALSE |  | FALSE | 7047 | 7047 | 0 |  |  |  | FALSE | 0 | 1000 | 0 | 0 | 0 | 0 | 43175.1417 | 166; | 18; | E:\w3server\microanalytix.com.au\httpdocs\content\images\thumbs\0012162_d-500-package-2-8034220000.png
5 | 0 | TRUE | Dflow DLab Digital Bottle Top Dispenser 7012300001 | DLab Digital Bottle Top Dispenser 0.01-99.99ml | <!DOCTYPE html> <html> <head> </head> <body> <p>&bull; Motor operation minimizing the grip force</p> <p>&nbsp;</p> <p>&bull; Electronic control decreasing the repeatitive strain injury</p> <p>&nbsp;</p> <p>&bull; The remote control panel makes the operating process free of manual disturbance</p> <p>&nbsp;</p> <p>&bull; Complete with dispenser and stepper function</p> <p>&nbsp;</p> <table width="597"> <tbody> <tr> <td width="177"> <p>&nbsp;Volume range</p> </td> <td width="420"> <p>&nbsp;0.1ml-99.9ml, Max piston lift is10ml, resolution is 100&mu;l</p> </td> </tr> <tr> <td rowspan="2" width="177"> <p>&nbsp;Volume accuracy</p> </td> <td width="420"> <p>&nbsp;Dispenser: R=10ml&plusmn;30&mu;l; CV=10ml&plusmn;10&mu;l</p> </td> </tr> <tr> <td width="420"> <p>&nbsp;Stepper R=1ml&plusmn;6&mu;l; CV=1ml&plusmn;9&mu;l</p> </td> </tr> <tr> <td width="177"> <p>&nbsp;Operating temperature range</p> </td> <td width="420"> <p>&nbsp;10℃~30℃</p> </td> </tr> <tr> <td width="177"> <p>&nbsp;Quality control</p> </td> <td width="420"> <p>&nbsp;DIN EN ISO 8655</p> </td> </tr> <tr> <td width="177"> <p>&nbsp;Control type</p> </td> <td width="420"> <p>&nbsp;External control</p> </td> </tr> </tbody> </table> <table style="height: 256px;" border="3" width="656"><caption>&nbsp;</caption> <tbody style="border: 1px solid black;"> <tr style="background-color: #5bd237; color: white;"> <td style="border: 1px solid black;" width="44%"> <p><strong>Advantages for the user</strong></p> </td> <td style="border: 1px solid black; text-align: left;" width="55%"> <p><strong>&nbsp;Features</strong></p> </td> </tr> <tr> <td width="44%"> <p>Precise control&nbsp;</p> </td> <td style="text-align: left;" width="55%"> <p>Motor operation minimizes the grip force</p> </td> </tr> <tr> <td width="44%"> <p>Easy to operate</p> </td> <td style="text-align: left;" width="55%"> <p>&nbsp;Remote control panel with large display</p> </td> </tr> <tr> <td width="44%"> <p>without the manual error</p> </td> <td style="text-align: left;" width="55%"> <p>&nbsp;Two dispensing modes：Dispenser and stepper function options</p> </td> </tr> <tr> <td width="44%"> <p>Excellent chemical resistance</p> </td> <td style="text-align: left;" width="55%"> <p>&nbsp;Components are made of PTFE, FEP, BSG.</p> </td> </tr> </tbody> </table> <p><iframe src="http://www.youtube.com/embed/tE7ERbmpxqw" width="425" height="350"></iframe></p> <p><a style="color: #0055a5; font-size: 18px;" href="Content/files/17.pdf" target="_blank style=">Click for User Manual</a></p> </body> </html> | 0 | 1 | FALSE |  |  |  | dflow-dlab-digital-bottle-top-dispenser-7012300001 | FALSE | TRUE | 7012300001 |  |  | FALSE | 0 | FALSE |  | FALSE | FALSE | 0 | TRUE | 10 | 1 | FALSE | 0 | FALSE |  | FALSE | 100 | 0 | 10 | TRUE | FALSE | 0 | 0 | 0 | FALSE | 6 | 0 | 10000 | FALSE | FALSE | 0 | 0 | 1 | 0 | FALSE | 1 | 10000 |  | FALSE | FALSE | FALSE | FALSE |  | FALSE | 2050 | 2050 | 0 |  |  |  | FALSE | 0 | 1000 | 0 | 0 | 0 | 0 | 42877.1095 | 153; | 18; | E:\w3server\microanalytix.com.au\httpdocs\content\images\thumbs\0010883_dflow-dlab-digital-bottle-top-dispenser-7012300001.jpeg
5 | 0 | TRUE | Digital Burette 0.01-99.99ml 7017100001 | Digital Burette 0.01-99.99ml | <!DOCTYPE html> <html> <head> <style> td{border:1px solid #cccccc} </style> </head> <body> <p><strong>Key Features</strong></p> <p>&nbsp;</p> <p>&bull;&nbsp;&nbsp; High quality motor providing excellent precision and accuracy</p> <p>&nbsp;</p> <p>&bull;&nbsp;&nbsp; Electronic control decreases the repetitive strain injury</p> <p>&nbsp;</p> <p>&bull;&nbsp;&nbsp; Remote control panel prevents manual disturbance during operation</p> <p>&nbsp;</p> <p>&bull;&nbsp;&nbsp; Built-in magnetic stirrer support</p> <dl class="tabs-box"><dd class="tab-title active"> <table> <tbody> <tr> <td><strong>Specifications</strong></td> <td><strong>dTrite</strong></td> </tr> <tr> <td>Volume Range</td> <td>0.01mL-99.99mL, Max piston lift is 10mL, resolution is &nbsp;10&mu;L</td> </tr> <tr> <td>Volume Accuracy</td> <td>R=0.2% CV=0.07%</td> </tr> <tr> <td>Velocity</td> <td>16 stages</td> </tr> <tr> <td>Operating Temperature Range</td> <td>10oC-30℃</td> </tr> <tr> <td>Quality Control</td> <td>DIN EN ISO 8655</td> </tr> <tr> <td>Control Type</td> <td>External control, including the stirrer and the burette program</td> </tr> </tbody> </table> </dd></dl> <p>&nbsp;</p><p><strong>product information page download</strong><strong>&nbsp;</strong>&nbsp;:</p> <p>&nbsp;</p> <p>&nbsp; &nbsp; &nbsp; &nbsp; &nbsp;&nbsp;<a href="http://www.dlabsci.com/uploads/DLAB%20Catalogue.pdf" target="_blank"><img style="height: 165px; width: 125px; -moz-box-shadow: 2px 2px 5px #333333; -webkit-box-shadow: 2px 2px 5px #333333; box-shadow: 2px 2px 5px #333333;" src="http://www.microanalytix.co.nz/content/images/thumbs/DLAB.PNG" alt="" /></a></p> <p>&nbsp;</p> <p>&nbsp;</p> </body> </html> | 0 | 1 | FALSE |  |  |  | digital-burette-001-9999ml-7017100001 | FALSE | TRUE | 7017100001 |  |  | FALSE | 0 | FALSE |  | FALSE | FALSE | 0 | TRUE | 10 | 1 | FALSE | 0 | FALSE |  | FALSE | 100 | 0 | 10 | TRUE | FALSE | 0 | 0 | 0 | FALSE | 6 | 0 | 10000 | FALSE | FALSE | 0 | 0 | 1 | 0 | FALSE | 1 | 10000 |  | FALSE | FALSE | FALSE | FALSE |  | FALSE | 2560 | 2560 | 0 |  |  |  | FALSE | 0 | 1000 | 0 | 0 | 0 | 0 | 43328.1211 | 168; | 18; | E:\w3server\microanalytix.com.au\httpdocs\content\images\thumbs\0012561_digital-burette-001-9999ml-7017100001.png
5 | 0 | TRUE | Digital Pipette 0.5ul-10ul 7016201001 | dPette Digitally controlled Pipette 0.5ul-10ul | <!DOCTYPE html> <html> <head> <style> td{border:1px solid #ccc} </style> </head> <body> <p style="line-height: 22px;">&bull; A motor drive digital control pipette with multifunction Pipetting, Mixing, Stepper and Dilution</p> <p>&nbsp;</p> <p style="line-height: 22px;">&bull; 2 buttons handle all operation and setting</p> <p>&nbsp;</p> <p style="line-height: 22px;">&bull; Light weight, ergonomic design, small body dimension for easy handling that guarantees fatigue free pipetting</p> <p>&nbsp;</p> <p style="line-height: 22px;">&bull; High accuracy, high performance stepper motor assures precision and repeatability and eliminates manual pipetting errors</p> <p>&nbsp;</p> <p style="line-height: 22px;">&bull; A wide range of pipetting modules for selection</p> <p>&nbsp;</p> <p style="line-height: 22px;">&bull; Adjustable speeds for aspiration and dispensing</p> <p>&nbsp;</p> <p style="line-height: 22px;">&bull; Li-ion battery and two charging modes enable longer operation time</p> <p>&nbsp;</p> <p style="line-height: 22px;">&bull; Self calibration &ndash; By link it to a PC and a balance with USB connector, user can calibrate dPette by himself, No need to send it to third party for calibration</p> <table style="height: 287px;" border="3" width="593"><caption>&nbsp;</caption> <tbody style="border: 1px solid black;"> <tr style="background-color: #5bd237; color: white;"> <td style="border: 1px solid black;" width="44%"> <p><strong>Advantages for the user</strong></p> </td> <td style="border: 1px solid black; text-align: left;" width="55%"> <p><strong>&nbsp;Features</strong></p> </td> </tr> <tr> <td width="44%"> <p>High accuracy</p> </td> <td style="text-align: left;" width="55%"> <p>&nbsp;Digitally controlled stepper motor ensures repeatable results</p> </td> </tr> <tr> <td width="44%"> <p>It can be used like a manual pipette</p> </td> <td style="text-align: left;" width="55%"> <p>&nbsp;Slim design with only 2 knobs that keeps the habit of manual pipettes</p> </td> </tr> <tr> <td width="44%"> <p>Less fatigue</p> </td> <td style="text-align: left;" width="55%"> <p>&nbsp;Slim, light weight , less risks of strain injuries</p> </td> </tr> <tr> <td width="44%"> <p>Better than a manual pipette</p> </td> <td style="text-align: left;" width="55%"> <p>&nbsp;Pipetting, mixing, Stepper and diluting.</p> </td> </tr> <tr> <td width="44%"> <p>Pragmatic use</p> </td> <td style="text-align: left;" width="55%"> <p>&nbsp;Autoclavable (lower part), easy maintenance and long life rechargeable battery</p> </td> </tr> </tbody> </table> <p><iframe src="http://www.youtube.com/embed/szICpePB2Q4" width="425" height="350"></iframe></p><p><strong>product information page download</strong><strong>&nbsp;</strong>&nbsp;:</p> <p>&nbsp;</p> <p>&nbsp; &nbsp; &nbsp; &nbsp; &nbsp;&nbsp;<a href="http://www.dlabsci.com/uploads/DLAB%20Catalogue.pdf" target="_blank"><img style="height: 165px; width: 125px; -moz-box-shadow: 2px 2px 5px #333333; -webkit-box-shadow: 2px 2px 5px #333333; box-shadow: 2px 2px 5px #333333;" src="http://www.microanalytix.co.nz/content/images/thumbs/DLAB.PNG" alt="" /></a></p><p><strong>DispensMate Dispenser Chemical Compatibility download</strong><strong>&nbsp;</strong>&nbsp;:</p> <p>&nbsp;</p><a href="http://www.microanalytix.co.nz/content/files/Chem Comp chart top Dispenser DLab.pdf" target="_blank"><img style="height: 165px; width: 125px; -moz-box-shadow: 2px 2px 5px #333333; -webkit-box-shadow: 2px 2px 5px #333333; box-shadow: 2px 2px 5px #333333;" src="http://www.microanalytix.co.nz/content/images/thumbs/DispensMate Dispenser Chemical Compatibility.PNG" alt="DispensMate Dispenser Chemical Compatibility" /></a></p> <p>&nbsp;</p> <p>&nbsp;</p> <p>&nbsp;</p> </body> </html> | 0 | 1 | FALSE |  |  |  | digital-pipette-05ul-10ul-7016201001 | FALSE | TRUE | 7016201001 |  |  | FALSE | 0 | FALSE |  | FALSE | FALSE | 0 | TRUE | 10 | 1 | FALSE | 0 | FALSE |  | FALSE | 100 | 0 | 10 | TRUE | FALSE | 0 | 0 | 0 | FALSE | 6 | 0 | 10000 | FALSE | FALSE | 0 | 0 | 1 | 0 | FALSE | 1 | 10000 |  | FALSE | FALSE | FALSE | FALSE |  | TRUE | 0 | 0 | 0 |  |  |  | FALSE | 0 | 1000 | 0 | 0 | 0 | 0 | 42866.9534 | 48; | 18; | E:\w3server\microanalytix.com.au\httpdocs\content\images\thumbs\0010863_digital-pipette-05ul-10ul-7016201001.jpeg
5 | 0 | TRUE | Digital Pipette 100μl-1000μl 7016201004 | dPette Digitally controlled Pipette 100μ-1000μl | <!DOCTYPE html> <html> <head> <style> td{border:1px solid #ccc} </style> </head> <body> <p style="line-height: 22px;">&bull; A motor drive digital control pipette with multifunction Pipetting, Mixing, Stepper and Dilution</p> <p>&nbsp;</p> <p style="line-height: 22px;">&bull; 2 buttons handle all operation and setting</p> <p>&nbsp;</p> <p style="line-height: 22px;">&bull; Light weight, ergonomic design, small body dimension for easy handling that guarantees fatigue free pipetting</p> <p>&nbsp;</p> <p style="line-height: 22px;">&bull; High accuracy, high performance stepper motor assures precision and repeatability and eliminates manual pipetting errors</p> <p>&nbsp;</p> <p style="line-height: 22px;">&bull; A wide range of pipetting modules for selection</p> <p>&nbsp;</p> <p style="line-height: 22px;">&bull; Adjustable speeds for aspiration and dispensing</p> <p>&nbsp;</p> <p style="line-height: 22px;">&bull; Li-ion battery and two charging modes enable longer operation time</p> <p>&nbsp;</p> <p style="line-height: 22px;">&bull; Self calibration &ndash; By link it to a PC and a balance with USB connector, user can calibrate dPette by himself, No need to send it to third party for calibration</p> <table style="height: 256px;" border="3" width="656"><caption>&nbsp;</caption> <tbody style="border: 1px solid black;"> <tr style="background-color: #5bd237; color: white;"> <td style="border: 1px solid black;" width="44%"> <p><strong>Advantages for the user</strong></p> </td> <td style="border: 1px solid black; text-align: left;" width="55%"> <p><strong>&nbsp;Features</strong></p> </td> </tr> <tr> <td width="44%"> <p>High accuracy</p> </td> <td style="text-align: left;" width="55%"> <p>&nbsp;Digitally controlled stepper motor ensures repeatable results</p> </td> </tr> <tr> <td width="44%"> <p>It can be used like a manual pipette</p> </td> <td style="text-align: left;" width="55%"> <p>&nbsp;Slim design with only 2 knobs that keeps the habit of manual pipettes</p> </td> </tr> <tr> <td width="44%"> <p>Less fatigue</p> </td> <td style="text-align: left;" width="55%"> <p>&nbsp;Slim, light weight , less risks of strain injuries</p> </td> </tr> <tr> <td width="44%"> <p>Better than a manual pipette</p> </td> <td style="text-align: left;" width="55%"> <p>&nbsp;Pipetting, mixing, Stepper and diluting.</p> </td> </tr> <tr> <td width="44%"> <p>Pragmatic use</p> </td> <td style="text-align: left;" width="55%"> <p>&nbsp;Autoclavable (lower part), easy maintenance and long life rechargeable battery</p> </td> </tr> </tbody> </table> <p>&nbsp;</p> <p><iframe src="http://www.youtube.com/embed/szICpePB2Q4" width="425" height="350"></iframe></p><p><strong>product information page download</strong><strong>&nbsp;</strong>&nbsp;:</p> <p>&nbsp;</p> <p>&nbsp; &nbsp; &nbsp; &nbsp; &nbsp;&nbsp;<a href="http://www.dlabsci.com/uploads/DLAB%20Catalogue.pdf" target="_blank"><img style="height: 165px; width: 125px; -moz-box-shadow: 2px 2px 5px #333333; -webkit-box-shadow: 2px 2px 5px #333333; box-shadow: 2px 2px 5px #333333;" src="http://www.microanalytix.co.nz/content/images/thumbs/DLAB.PNG" alt="" /></a></p> <p>&nbsp;</p> <p>&nbsp;</p> </body> </html> | 0 | 1 | FALSE |  |  |  | digital-pipette-100μl-1000μl-7016201004 | FALSE | TRUE | 7016201004 |  |  | FALSE | 0 | FALSE |  | FALSE | FALSE | 0 | TRUE | 10 | 1 | FALSE | 0 | FALSE |  | FALSE | 100 | 0 | 10 | TRUE | FALSE | 0 | 0 | 0 | FALSE | 6 | 0 | 10000 | FALSE | FALSE | 0 | 0 | 1 | 0 | FALSE | 1 | 10000 |  | FALSE | FALSE | FALSE | FALSE |  | TRUE | 0 | 0 | 0 |  |  |  | FALSE | 0 | 1000 | 0 | 0 | 0 | 0 | 42866.9537 | 48; | 18; | E:\w3server\microanalytix.com.au\httpdocs\content\images\thumbs\0010864_digital-pipette-100l-1000l-7016201004.jpeg
5 | 0 | TRUE | Digital Pipette 30-300μl 7016201003 | dPette Digitally controlled Pipette 30-300μl | <!DOCTYPE html> <html> <head> <style> td{border:1px solid #ccc} </style> </head> <body> <p style="line-height: 22px;">&bull; A motor drive digital control pipette with multifunction Pipetting, Mixing, Stepper and Dilution</p> <p>&nbsp;</p> <p style="line-height: 22px;">&bull; 2 buttons handle all operation and setting</p> <p>&nbsp;</p> <p style="line-height: 22px;">&bull; Light weight, ergonomic design, small body dimension for easy handling that guarantees fatigue free pipetting</p> <p>&nbsp;</p> <p style="line-height: 22px;">&bull; High accuracy, high performance stepper motor assures precision and repeatability and eliminates manual pipetting errors</p> <p>&nbsp;</p> <p style="line-height: 22px;">&bull; A wide range of pipetting modules for selection</p> <p>&nbsp;</p> <p style="line-height: 22px;">&bull; Adjustable speeds for aspiration and dispensing</p> <p>&nbsp;</p> <p style="line-height: 22px;">&bull; Li-ion battery and two charging modes enable longer operation time</p> <p>&nbsp;</p> <p style="line-height: 22px;">&bull; Self calibration &ndash; By link it to a PC and a balance with USB connector, user can calibrate dPette by himself, No need to send it to third party for calibration</p> <table style="height: 287px;" border="3" width="566"><caption>&nbsp;</caption> <tbody style="border: 1px solid black;"> <tr style="background-color: #5bd237; color: white;"> <td style="border: 1px solid black;" width="44%"> <p><strong>Advantages for the user</strong></p> </td> <td style="border: 1px solid black; text-align: left;" width="55%"> <p><strong>&nbsp;Features</strong></p> </td> </tr> <tr> <td width="44%"> <p>High accuracy</p> </td> <td style="text-align: left;" width="55%"> <p>&nbsp;Digitally controlled stepper motor ensures repeatable results</p> </td> </tr> <tr> <td width="44%"> <p>It can be used like a manual pipette</p> </td> <td style="text-align: left;" width="55%"> <p>&nbsp;Slim design with only 2 knobs that keeps the habit of manual pipettes</p> </td> </tr> <tr> <td width="44%"> <p>Less fatigue</p> </td> <td style="text-align: left;" width="55%"> <p>&nbsp;Slim, light weight , less risks of strain injuries</p> </td> </tr> <tr> <td width="44%"> <p>Better than a manual pipette</p> </td> <td style="text-align: left;" width="55%"> <p>&nbsp;Pipetting, mixing, Stepper and diluting.</p> </td> </tr> <tr> <td width="44%"> <p>Pragmatic use</p> </td> <td style="text-align: left;" width="55%"> <p>&nbsp;Autoclavable (lower part), easy maintenance and long life rechargeable battery</p> </td> </tr> </tbody> </table> <p>&nbsp;</p> <p><iframe src="http://www.youtube.com/embed/szICpePB2Q4" width="425" height="350"></iframe></p><p><strong>product information page download</strong><strong>&nbsp;</strong>&nbsp;:</p> <p>&nbsp;</p> <p>&nbsp; &nbsp; &nbsp; &nbsp; &nbsp;&nbsp;<a href="http://www.dlabsci.com/uploads/DLAB%20Catalogue.pdf" target="_blank"><img style="height: 165px; width: 125px; -moz-box-shadow: 2px 2px 5px #333333; -webkit-box-shadow: 2px 2px 5px #333333; box-shadow: 2px 2px 5px #333333;" src="http://www.microanalytix.co.nz/content/images/thumbs/DLAB.PNG" alt="" /></a></p> <p>&nbsp;</p> <p>&nbsp;</p> </body> </html> | 0 | 1 | FALSE |  |  |  | digital-pipette-30-300μl-7016201003 | FALSE | TRUE | 7016201003 |  |  | FALSE | 0 | FALSE |  | FALSE | FALSE | 0 | TRUE | 10 | 1 | FALSE | 0 | FALSE |  | FALSE | 100 | 0 | 10 | TRUE | FALSE | 0 | 0 | 0 | FALSE | 6 | 0 | 10000 | FALSE | FALSE | 0 | 0 | 1 | 0 | FALSE | 1 | 10000 |  | FALSE | FALSE | FALSE | FALSE |  | TRUE | 0 | 0 | 0 |  |  |  | FALSE | 0 | 1000 | 0 | 0 | 0 | 0 | 42866.954 | 48; | 18; | E:\w3server\microanalytix.com.au\httpdocs\content\images\thumbs\0010865_digital-pipette-30-300l-7016201003.jpeg
5 | 0 | TRUE | Digital Pipette 5-50μl 7016201002 | dPette Digitally controlled Pipette 5ul-50ul | <!DOCTYPE html> <html> <head> <style> td{border:1px solid #ccc} </style> </head> <body> <p style="line-height: 22px;">&bull; A motor drive digital control pipette with multifunction Pipetting, Mixing, Stepper and Dilution</p> <p>&nbsp;</p> <p style="line-height: 22px;">&bull; 2 buttons handle all operation and setting</p> <p>&nbsp;</p> <p style="line-height: 22px;">&bull; Light weight, ergonomic design, small body dimension for easy handling that guarantees fatigue free pipetting</p> <p>&nbsp;</p> <p style="line-height: 22px;">&bull; High accuracy, high performance stepper motor assures precision and repeatability and eliminates manual pipetting errors</p> <p>&nbsp;</p> <p style="line-height: 22px;">&bull; A wide range of pipetting modules for selection</p> <p>&nbsp;</p> <p style="line-height: 22px;">&bull; Adjustable speeds for aspiration and dispensing</p> <p>&nbsp;</p> <p style="line-height: 22px;">&bull; Li-ion battery and two charging modes enable longer operation time</p> <p>&nbsp;</p> <p style="line-height: 22px;">&bull; Self calibration &ndash; By link it to a PC and a balance with USB connector, user can calibrate dPette by himself, No need to send it to third party for calibration</p> <table style="height: 287px;" border="3" width="610"><caption>&nbsp;</caption> <tbody style="border: 1px solid black;"> <tr style="background-color: #5bd237; color: white;"> <td style="border: 1px solid black;" width="44%"> <p><strong>Advantages for the user</strong></p> </td> <td style="border: 1px solid black; text-align: left;" width="55%"> <p><strong>&nbsp;Features</strong></p> </td> </tr> <tr> <td width="44%"> <p>High accuracy</p> </td> <td style="text-align: left;" width="55%"> <p>&nbsp;Digitally controlled stepper motor ensures repeatable results</p> </td> </tr> <tr> <td width="44%"> <p>It can be used like a manual pipette</p> </td> <td style="text-align: left;" width="55%"> <p>&nbsp;Slim design with only 2 knobs that keeps the habit of manual pipettes</p> </td> </tr> <tr> <td width="44%"> <p>Less fatigue</p> </td> <td style="text-align: left;" width="55%"> <p>&nbsp;Slim, light weight , less risks of strain injuries</p> </td> </tr> <tr> <td width="44%"> <p>Better than a manual pipette</p> </td> <td style="text-align: left;" width="55%"> <p>&nbsp;Pipetting, mixing, Stepper and diluting.</p> </td> </tr> <tr> <td width="44%"> <p>Pragmatic use</p> </td> <td style="text-align: left;" width="55%"> <p>&nbsp;Autoclavable (lower part), easy maintenance and long life rechargeable battery</p> </td> </tr> </tbody> </table> <p><iframe src="http://www.youtube.com/embed/szICpePB2Q4" width="425" height="350"></iframe></p><p><strong>product information page download</strong><strong>&nbsp;</strong>&nbsp;:</p> <p>&nbsp;</p> <p>&nbsp; &nbsp; &nbsp; &nbsp; &nbsp;&nbsp;<a href="http://www.dlabsci.com/uploads/DLAB%20Catalogue.pdf" target="_blank"><img style="height: 165px; width: 125px; -moz-box-shadow: 2px 2px 5px #333333; -webkit-box-shadow: 2px 2px 5px #333333; box-shadow: 2px 2px 5px #333333;" src="http://www.microanalytix.co.nz/content/images/thumbs/DLAB.PNG" alt="" /></a></p><p><strong>DispensMate Dispenser Chemical Compatibility download</strong><strong>&nbsp;</strong>&nbsp;:</p> <p>&nbsp;</p><a href="http://www.microanalytix.co.nz/content/files/Chem Comp chart top Dispenser DLab.pdf" target="_blank"><img style="height: 165px; width: 125px; -moz-box-shadow: 2px 2px 5px #333333; -webkit-box-shadow: 2px 2px 5px #333333; box-shadow: 2px 2px 5px #333333;" src="http://www.microanalytix.co.nz/content/images/thumbs/DispensMate Dispenser Chemical Compatibility.PNG" alt="DispensMate Dispenser Chemical Compatibility" /></a></p> <p>&nbsp;</p> <p>&nbsp;</p> </body> </html> | 0 | 1 | FALSE |  |  |  | digital-pipette-5-50μl-7016201002 | FALSE | TRUE | 7016201002 |  |  | FALSE | 0 | FALSE |  | FALSE | FALSE | 0 | TRUE | 10 | 1 | FALSE | 0 | FALSE |  | FALSE | 100 | 0 | 10 | TRUE | FALSE | 0 | 0 | 0 | FALSE | 6 | 0 | 10000 | FALSE | FALSE | 0 | 0 | 1 | 0 | FALSE | 1 | 10000 |  | FALSE | FALSE | FALSE | FALSE |  | TRUE | 0 | 0 | 0 |  |  |  | FALSE | 0 | 1000 | 0 | 0 | 0 | 0 | 42866.9484 | 48; | 18; | E:\w3server\microanalytix.com.au\httpdocs\content\images\thumbs\0010862_digital-pipette-5-50l-7016201002.jpeg
5 | 0 | TRUE | DS-500/1 | Dispersing shaft 1 for solid/liquid media | <!DOCTYPE html> <html> <head> </head> <body> <p><strong>product information page download</strong><strong>&nbsp;</strong>&nbsp;:</p> <p>&nbsp;</p> <p>&nbsp; &nbsp; &nbsp; &nbsp; &nbsp;&nbsp;<a href="http://www.dlabsci.com/uploads/DLAB%20Catalogue.pdf" target="_blank"><img style="height: 165px; width: 125px; -moz-box-shadow: 2px 2px 5px #333333; -webkit-box-shadow: 2px 2px 5px #333333; box-shadow: 2px 2px 5px #333333;" src="http://www.microanalytix.co.nz/content/images/thumbs/DLAB.PNG" alt="" /></a></p> <p>&nbsp;</p> <p>&nbsp;</p> </body> </html> | 0 | 1 | FALSE |  |  |  | ds-5001-18201331 | FALSE | TRUE | DS-500/1 |  |  | FALSE | 0 | FALSE |  | FALSE | FALSE | 0 | TRUE | 10 | 1 | FALSE | 0 | FALSE |  | FALSE | 100 | 0 | 10 | TRUE | FALSE | 0 | 0 | 0 | FALSE | 6 | 0 | 10000 | FALSE | FALSE | 0 | 0 | 1 | 0 | FALSE | 1 | 10000 |  | FALSE | FALSE | FALSE | FALSE |  | FALSE | 3495 | 3495 | 0 |  |  |  | FALSE | 0 | 1000 | 0 | 0 | 0 | 0 | 43178.0501 | 84; | 18; | E:\w3server\microanalytix.com.au\httpdocs\content\images\thumbs\0012149_ds-5001.png
5 | 0 | TRUE | DS-500/2 | Dispersing shaft 2 for W/O or O/W | <!DOCTYPE html> <html> <head> </head> <body> <p><strong>product information page download</strong><strong>&nbsp;</strong>&nbsp;:</p> <p>&nbsp;</p> <p>&nbsp; &nbsp; &nbsp; &nbsp; &nbsp;&nbsp;<a href="http://www.dlabsci.com/uploads/DLAB%20Catalogue.pdf" target="_blank"><img style="height: 165px; width: 125px; -moz-box-shadow: 2px 2px 5px #333333; -webkit-box-shadow: 2px 2px 5px #333333; box-shadow: 2px 2px 5px #333333;" src="http://www.microanalytix.co.nz/content/images/thumbs/DLAB.PNG" alt="" /></a></p> <p>&nbsp;</p> <p>&nbsp;</p> </body> </html> | 0 | 1 | FALSE |  |  |  | ds-5002-18201332 | FALSE | TRUE | DS-500/2 |  |  | FALSE | 0 | FALSE |  | FALSE | FALSE | 0 | TRUE | 10 | 1 | FALSE | 0 | FALSE |  | FALSE | 100 | 0 | 10 | TRUE | FALSE | 0 | 0 | 0 | FALSE | 6 | 0 | 10000 | FALSE | FALSE | 0 | 0 | 1 | 0 | FALSE | 1 | 10000 |  | FALSE | FALSE | FALSE | FALSE |  | FALSE | 4095 | 4095 | 0 |  |  |  | FALSE | 0 | 1000 | 0 | 0 | 0 | 0 | 43178.0531 | 84; | 18; | E:\w3server\microanalytix.com.au\httpdocs\content\images\thumbs\0012151_ds-5002.png
5 | 0 | TRUE | DS-500/5 | Dispersing shaft 5mm,for solid/liquid media | <!DOCTYPE html> <html> <head> </head> <body> <p><strong>product information page download</strong><strong>&nbsp;</strong>&nbsp;:</p> <p>&nbsp;</p> <p>&nbsp; &nbsp; &nbsp; &nbsp; &nbsp;&nbsp;<a href="http://www.dlabsci.com/uploads/DLAB%20Catalogue.pdf" target="_blank"><img style="height: 165px; width: 125px; -moz-box-shadow: 2px 2px 5px #333333; -webkit-box-shadow: 2px 2px 5px #333333; box-shadow: 2px 2px 5px #333333;" src="http://www.microanalytix.co.nz/content/images/thumbs/DLAB.PNG" alt="" /></a></p> <p>&nbsp;</p> <p>&nbsp;</p> </body> </html> | 0 | 1 | FALSE |  |  |  | ds-5005-18900117 | FALSE | TRUE | DS-500/5 |  |  | FALSE | 0 | FALSE |  | FALSE | FALSE | 0 | TRUE | 10 | 1 | FALSE | 0 | FALSE |  | FALSE | 100 | 0 | 10 | TRUE | FALSE | 0 | 0 | 0 | FALSE | 6 | 0 | 10000 | FALSE | FALSE | 0 | 0 | 1 | 0 | FALSE | 1 | 10000 |  | FALSE | FALSE | FALSE | FALSE |  | FALSE | 4551 | 4551 | 0 |  |  |  | FALSE | 0 | 1000 | 0 | 0 | 0 | 0 | 43178.0536 | 84; | 18; | E:\w3server\microanalytix.com.au\httpdocs\content\images\thumbs\0012152_ds-5005.png
5 | 0 | TRUE | EcoStir Magnetic Stirrer | 3.5inch work plate | <!DOCTYPE html> <html> <head> </head> <body> <ul style="line-height: 18px;"> <li>&bull; Maintenance free brushless DC motor</li> <li>&bull; Rare earth magnets give powerful stirring</li> <li>&bull; Stepless speed regulation 300-2000rpm</li> <li>&bull; Ultra silence and vibration-free design.</li> <li>&bull; PET top provides excellent chemical resistance</li> <li>&bull; Shaft can be fitted with a pH sensor or sensors for other purposes</li> </ul> <p>&nbsp;</p> <table width="100%"> <tbody> <tr> <td width="40%"> <p>&nbsp;Dimension of work plate</p> </td> <td width="59%"> <p>&nbsp;&phi;120mm</p> </td> </tr> <tr> <td width="40%"> <p>&nbsp;Work plate material</p> </td> <td width="59%"> <p>&nbsp;PET</p> </td> </tr> <tr> <td width="40%"> <p>&nbsp;Motor type</p> </td> <td width="59%"> <p>&nbsp;Brushless DC motor</p> </td> </tr> <tr> <td width="40%"> <p>&nbsp;Motor output power</p> </td> <td width="59%"> <p>&nbsp;1.2W</p> </td> </tr> <tr> <td width="40%"> <p>&nbsp;Power</p> </td> <td width="59%"> <p>&nbsp;7.2W</p> </td> </tr> <tr> <td width="40%"> <p>&nbsp;Voltage</p> </td> <td width="59%"> <p>&nbsp;100-120/200-240V, 50/60Hz</p> </td> </tr> <tr> <td width="40%"> <p>&nbsp;Stirring positions</p> </td> <td width="59%"> <p>&nbsp;1</p> </td> </tr> <tr> <td width="40%"> <p>&nbsp;Max. stirring quantity [H2O]</p> </td> <td width="59%"> <p>&nbsp;1.5L</p> </td> </tr> <tr> <td width="40%"> <p>&nbsp;Max. magnetic bar [length]</p> </td> <td width="59%"> <p>&nbsp;40mm</p> </td> </tr> <tr> <td width="40%"> <p>&nbsp;Speed range</p> </td> <td width="59%"> <p>&nbsp;300-2000prm</p> </td> </tr> <tr> <td width="40%"> <p>&nbsp;Speed setting</p> </td> <td width="59%"> <p>&nbsp;scale</p> </td> </tr> <tr> <td width="40%"> <p>&nbsp;Protection class</p> </td> <td width="59%"> <p>&nbsp;IP21</p> </td> </tr> <tr> <td width="40%"> <p>&nbsp;Dimension [W &times; D &times; H]</p> </td> <td width="59%"> <p>&nbsp;150&times;145&times;50mm</p> </td> </tr> <tr> <td width="40%"> <p>&nbsp;Weight</p> </td> <td width="59%"> <p>&nbsp;0.3kg</p> </td> </tr> <tr> <td width="40%"> <p>&nbsp;Permissible ambient temperature&nbsp;and humidity</p> </td> <td width="59%"> <p>&nbsp;5-40&deg;C, 80%</p> </td> </tr> </tbody> </table> <p>&nbsp;</p><p>Dragon Lab is a&nbsp;professional manufacturer of high-quality laboratory instruments for research. The company is dedicated to developing and manufacturing general laboratory instruments, offering researchers unmatched performance and proven value.</p> <p><strong>product information page download</strong><strong>&nbsp;</strong>&nbsp;:</p> <p>&nbsp;</p> <p>&nbsp; &nbsp; &nbsp; &nbsp; &nbsp;&nbsp;<a href="http://www.dlabsci.com/uploads/DLAB%20Catalogue.pdf" target="_blank"><img style="height: 165px; width: 125px; -moz-box-shadow: 2px 2px 5px #333333; -webkit-box-shadow: 2px 2px 5px #333333; box-shadow: 2px 2px 5px #333333;" src="http://www.microanalytix.co.nz/content/images/thumbs/DLAB.PNG" alt="" /></a></p><p><strong>DispensMate Dispenser Chemical Compatibility download</strong><strong>&nbsp;</strong>&nbsp;:</p> <p>&nbsp;</p><a href="http://www.microanalytix.co.nz/content/files/Chem Comp chart top Dispenser DLab.pdf" target="_blank"><img style="height: 165px; width: 125px; -moz-box-shadow: 2px 2px 5px #333333; -webkit-box-shadow: 2px 2px 5px #333333; box-shadow: 2px 2px 5px #333333;" src="http://www.microanalytix.co.nz/content/images/thumbs/DispensMate Dispenser Chemical Compatibility.PNG" alt="DispensMate Dispenser Chemical Compatibility" /></a></p> <p>&nbsp;</p> <p>&nbsp;</p> </body> </html> | 0 | 1 | FALSE |  |  |  | ecostirhotplate-magnetic-stirrer | FALSE | TRUE | EcoStir |  |  | FALSE | 0 | FALSE |  | FALSE | FALSE | 0 | TRUE | 10 | 1 | FALSE | 0 | FALSE |  | FALSE | 100 | 0 | 10 | TRUE | FALSE | 0 | 0 | 0 | FALSE | 6 | 0 | 10000 | FALSE | FALSE | 0 | 0 | 1 | 0 | FALSE | 1 | 10000 |  | FALSE | FALSE | FALSE | FALSE |  | FALSE | 247.5 | 247.5 | 0 |  |  |  | FALSE | 0 | 1000 | 0 | 0 | 0 | 0 | 42912.9933 | 155; | 18; | E:\w3server\microanalytix.com.au\httpdocs\content\images\thumbs\0011024_ecostir-magnetic-stirrer.jpeg
5 | 0 | TRUE | ER20 Rotor | Emulsifying rotor 20 | <!DOCTYPE html> <html> <head> </head> <body> <p><strong>product information page download</strong><strong>&nbsp;</strong>&nbsp;:</p> <p>&nbsp;</p> <p>&nbsp; &nbsp; &nbsp; &nbsp; &nbsp;&nbsp;<a href="http://www.dlabsci.com/uploads/DLAB%20Catalogue.pdf" target="_blank"><img style="height: 165px; width: 125px; -moz-box-shadow: 2px 2px 5px #333333; -webkit-box-shadow: 2px 2px 5px #333333; box-shadow: 2px 2px 5px #333333;" src="http://www.microanalytix.co.nz/content/images/thumbs/DLAB.PNG" alt="" /></a></p> <p>&nbsp;</p> <p>&nbsp;</p> </body> </html> | 0 | 1 | FALSE |  |  |  | er20-rotor | FALSE | TRUE | ER20 |  |  | FALSE | 0 | FALSE |  | FALSE | FALSE | 0 | TRUE | 10 | 1 | FALSE | 0 | FALSE |  | FALSE | 100 | 0 | 10 | TRUE | FALSE | 0 | 0 | 0 | FALSE | 6 | 0 | 10000 | FALSE | FALSE | 0 | 0 | 1 | 0 | FALSE | 1 | 10000 |  | FALSE | FALSE | FALSE | FALSE |  | FALSE | 543 | 543 | 0 |  |  |  | FALSE | 0 | 1000 | 0 | 0 | 0 | 0 | 43179.0971 | 167; | 18; | E:\w3server\microanalytix.com.au\httpdocs\content\images\thumbs\0012181_er20-rotor.png
5 | 0 | TRUE | ER30 Rotor | Emulsifying rotor 30 | <!DOCTYPE html> <html> <head> </head> <body> <p><strong>product information page download</strong><strong>&nbsp;</strong>&nbsp;:</p> <p>&nbsp;</p> <p>&nbsp; &nbsp; &nbsp; &nbsp; &nbsp;&nbsp;<a href="http://www.dlabsci.com/uploads/DLAB%20Catalogue.pdf" target="_blank"><img style="height: 165px; width: 125px; -moz-box-shadow: 2px 2px 5px #333333; -webkit-box-shadow: 2px 2px 5px #333333; box-shadow: 2px 2px 5px #333333;" src="http://www.microanalytix.co.nz/content/images/thumbs/DLAB.PNG" alt="" /></a></p> <p>&nbsp;</p> <p>&nbsp;</p> </body> </html> | 0 | 1 | FALSE |  |  |  | er30-rotor | FALSE | TRUE | ER30 |  |  | FALSE | 0 | FALSE |  | FALSE | FALSE | 0 | TRUE | 10 | 1 | FALSE | 0 | FALSE |  | FALSE | 100 | 0 | 10 | TRUE | FALSE | 0 | 0 | 0 | FALSE | 6 | 0 | 10000 | FALSE | FALSE | 0 | 0 | 1 | 0 | FALSE | 1 | 10000 |  | FALSE | FALSE | FALSE | FALSE |  | FALSE | 850 | 850 | 0 |  |  |  | FALSE | 0 | 1000 | 0 | 0 | 0 | 0 | 43179.0975 | 167; | 18; | E:\w3server\microanalytix.com.au\httpdocs\content\images\thumbs\0012183_er30-rotor.png
5 | 0 | TRUE | HP550-S LED Digital Hotplate | LED Digital Hotplate | <!DOCTYPE html> <html> <head> </head> <body> <p>Features:</p> <p>&bull; LED displays target and actual temperatures</p> <p>&nbsp;</p> <p>&bull; Temperature up to 550&deg;C.</p> <p>&nbsp;</p> <p>&bull; Separate safety circuits with fixed safety temperature of 580&deg;C</p> <p>&nbsp;</p> <p>&bull; PT1000 external temperature sensor is available. The control accuracy is &plusmn;0.5&deg;C</p> <p>&bull; "HOT" sign warning to prevent burns, even if switched off.</p> <p>&nbsp;</p><p>Dragon Lab is a&nbsp;professional manufacturer of high-quality laboratory instruments for research. The company is dedicated to developing and manufacturing general laboratory instruments, offering researchers unmatched performance and proven value.</p> <p><strong>product information page download</strong><strong>&nbsp;</strong>&nbsp;:</p> <p>&nbsp;</p> <p>&nbsp; &nbsp; &nbsp; &nbsp; &nbsp;&nbsp;<a href="http://www.dlabsci.com/uploads/DLAB%20Catalogue.pdf" target="_blank"><img style="height: 165px; width: 125px; -moz-box-shadow: 2px 2px 5px #333333; -webkit-box-shadow: 2px 2px 5px #333333; box-shadow: 2px 2px 5px #333333;" src="http://www.microanalytix.co.nz/content/images/thumbs/DLAB.PNG" alt="" /></a></p> <p>&nbsp;</p><p><strong>DispensMate Dispenser Chemical Compatibility download</strong><strong>&nbsp;</strong>&nbsp;:</p> <p>&nbsp;</p><a href="http://www.microanalytix.co.nz/content/files/Chem Comp chart top Dispenser DLab.pdf" target="_blank"><img style="height: 165px; width: 125px; -moz-box-shadow: 2px 2px 5px #333333; -webkit-box-shadow: 2px 2px 5px #333333; box-shadow: 2px 2px 5px #333333;" src="http://www.microanalytix.co.nz/content/images/thumbs/DispensMate Dispenser Chemical Compatibility.PNG" alt="DispensMate Dispenser Chemical Compatibility" /></a></p> <p>&nbsp;</p> </body> </html> | 0 | 1 | FALSE |  |  |  | hp550-s-hotplate | FALSE | TRUE | HP550-S |  |  | FALSE | 0 | FALSE |  | FALSE | FALSE | 0 | TRUE | 10 | 1 | FALSE | 0 | FALSE |  | FALSE | 100 | 0 | 10 | TRUE | FALSE | 0 | 0 | 0 | FALSE | 6 | 0 | 10000 | FALSE | FALSE | 0 | 0 | 1 | 0 | FALSE | 1 | 10000 |  | FALSE | FALSE | FALSE | FALSE |  | FALSE | 1733 | 1733 | 0 |  |  |  | FALSE | 0 | 1000 | 0 | 0 | 0 | 0 | 42912.9782 | 155; | 18; | E:\w3server\microanalytix.com.au\httpdocs\content\images\thumbs\0011980_hp550-s-led-digital-hotplate.jpeg
5 | 0 | TRUE | LCD Digital Enhanced Overhead Stirrer OS40-Pro | LCD Digital Enhanced Overhead Stirrer (Exclude universal stand), Max. stirring quantity 40L | <!DOCTYPE html> <html> <head> <style> td{border:1px solid #ccc} </style> </head> <body> <p><strong>FEATURES</strong></p> <ul> <li> <p>LCD digital display of speed and time</p> </li> <li> <p>Precise monitoring of set and actual speeds</p> </li> <li> <p>High reliability and outstanding performance</p> </li> <li> <p>Maintenance free brushless DC motor for smooth operation</p> </li> <li> <p>Torque trennd display for real time information on viscosity changes</p> </li> <li> <p>A wide range of speeds from 50-2200rpm with control accuracy of &plusmn;3rpm</p> </li> <li> <p>Max. Stirring quantity is 40L and safety circuits allow for safe stop function in overload conditions</p> </li> <li> <p>Remote function provides PC control and data transmission</p> </li> </ul> <p>&nbsp;</p> <table border="1"> <tbody> <tr> <td> <p>&nbsp;Max. stirring quantity [H2O]</p> </td> <td> <p>&nbsp;40L</p> </td> </tr> <tr> <td> <p>&nbsp;Motor type</p> </td> <td> <p>&nbsp;Brushless DC motor</p> </td> </tr> <tr> <td> <p>&nbsp;Motor input power</p> </td> <td> <p>&nbsp;120W</p> </td> </tr> <tr> <td> <p>&nbsp;Motor output power</p> </td> <td> <p>&nbsp;100W</p> </td> </tr> <tr> <td> <p>&nbsp;Voltage</p> </td> <td> <p>&nbsp;100-220V, 50/60 Hz</p> </td> </tr> <tr> <td> <p>&nbsp;Power</p> </td> <td> <p>&nbsp;130W</p> </td> </tr> <tr> <td> <p>&nbsp;Speed range</p> </td> <td> <p>&nbsp;50-2200rpm</p> </td> </tr> <tr> <td> <p>&nbsp;Speed display accuracy</p> </td> <td> <p>&nbsp;&plusmn;3rpm</p> </td> </tr> <tr> <td> <p>&nbsp;Speed display</p> </td> <td> <p>&nbsp;LCD</p> </td> </tr> <tr> <td> <p>&nbsp;Torque display</p> </td> <td> <p>&nbsp;LCD</p> </td> </tr> <tr> <td> <p>&nbsp;Overload protection display</p> </td> <td> <p>&nbsp;LED lights</p> </td> </tr> <tr> <td> <p>&nbsp;Max. torque</p> </td> <td> <p>&nbsp;60Ncm</p> </td> </tr> <tr> <td> <p>&nbsp;Viscosity max.</p> </td> <td> <p>&nbsp;50000mPas</p> </td> </tr> <tr> <td> <p>&nbsp;Chuck range diameter</p> </td> <td> <p>&nbsp;0.5-10mm</p> </td> </tr> <tr> <td> <p>&nbsp;Dimensions[W&times;H&times;D]</p> </td> <td> <p>&nbsp;83&times;220&times;186mm</p> </td> </tr> <tr> <td> <p>&nbsp;Weight</p> </td> <td> <p>&nbsp;2.8kg</p> </td> </tr> <tr> <td> <p>&nbsp;Protection class</p> </td> <td> <p>&nbsp;IP42</p> </td> </tr> <tr> <td> <p>&nbsp;Permissible ambient temperature and humidity</p> </td> <td> <p>&nbsp;5-40 C, 80%RH</p> </td> </tr> <tr> <td> <p>&nbsp;Data connector</p> </td> <td> <p>&nbsp;RS232</p> </td> </tr> </tbody> </table> <h1>&nbsp;</h1> <p><strong>product information page download</strong><strong>&nbsp;</strong>&nbsp;:</p> <p>&nbsp;</p> <p>&nbsp; &nbsp; &nbsp; &nbsp; &nbsp;&nbsp;<a href="http://www.dlabsci.com/uploads/DLAB%20Catalogue.pdf" target="_blank"><img style="height: 165px; width: 125px; -moz-box-shadow: 2px 2px 5px #333333; -webkit-box-shadow: 2px 2px 5px #333333; box-shadow: 2px 2px 5px #333333;" src="http://www.microanalytix.co.nz/content/images/thumbs/DLAB.PNG" alt="" /></a></p><p><strong>DispensMate Dispenser Chemical Compatibility download</strong><strong>&nbsp;</strong>&nbsp;:</p> <p>&nbsp;</p><a href="http://www.microanalytix.co.nz/content/files/Chem Comp chart top Dispenser DLab.pdf" target="_blank"><img style="height: 165px; width: 125px; -moz-box-shadow: 2px 2px 5px #333333; -webkit-box-shadow: 2px 2px 5px #333333; box-shadow: 2px 2px 5px #333333;" src="http://www.microanalytix.co.nz/content/images/thumbs/DispensMate Dispenser Chemical Compatibility.PNG" alt="DispensMate Dispenser Chemical Compatibility" /></a></p> <p>&nbsp;</p> <p>&nbsp;</p> </body> </html> | 0 | 1 | FALSE |  |  |  | lcd-digital-enhanced-overhead-stirrer-os40-pro | FALSE | TRUE | OS40-Pro |  |  | FALSE | 0 | FALSE |  | FALSE | FALSE | 0 | TRUE | 10 | 1 | FALSE | 0 | FALSE |  | FALSE | 100 | 0 | 10 | TRUE | FALSE | 0 | 0 | 0 | FALSE | 6 | 0 | 10000 | FALSE | FALSE | 0 | 0 | 1 | 0 | FALSE | 1 | 10000 |  | FALSE | FALSE | FALSE | FALSE |  | FALSE | 4320 | 4320 | 0 |  |  |  | FALSE | 0 | 1000 | 0 | 0 | 0 | 0 | 43173.9887 | 165; | 18; | E:\w3server\microanalytix.com.au\httpdocs\content\images\thumbs\0012109_lcd-digital-enhanced-overhead-stirrer-os40-pro.jpeg
5 | 0 | TRUE | LCD Digital Overhead Stirrer OS20-Pro | LCD Digital Overhead Stirrer (Exclude universal stand), Max. stirring quantity 20L | <!DOCTYPE html> <html> <head> <style> td{border:1px solid #ccc} </style> </head> <body> <p><strong>FEATURES</strong></p> <ul> <li> <p>LCD display for precise monitoring of set and actual speeds</p> </li> <li> <p>Provides constant speed even with changes in viscosities of the samples</p> </li> <li> <p>Torque trend display for real time information on viscosity changes</p> </li> <li> <p>Maintenance free brushless DC motor allows for smooth operation and thereby prevents accidental spillage and splashing</p> </li> <li> <p>A wide range of speeds from 50-2200rpm with control accuracy of &plusmn;3rpm</p> </li> <li> <p>RS232 interface for PC control and documentation of all opoerational values</p> </li> <li> <p>Safety circuuits allow for safe stop in anti-stall or overload conditions</p> </li> </ul> <p>&nbsp;</p> <table border="1"> <tbody> <tr> <td> <p>&nbsp;Max. stirring quantity [H2O]</p> </td> <td> <p>&nbsp;20L</p> </td> </tr> <tr> <td> <p>&nbsp;Motor type</p> </td> <td> <p>&nbsp;Brushless DC motor</p> </td> </tr> <tr> <td> <p>&nbsp;Motor input power</p> </td> <td> <p>&nbsp;60W</p> </td> </tr> <tr> <td> <p>&nbsp;Motor output power</p> </td> <td> <p>&nbsp;50W</p> </td> </tr> <tr> <td> <p>&nbsp;Voltage</p> </td> <td> <p>&nbsp;100-240V, 50/60 Hz</p> </td> </tr> <tr> <td> <p>&nbsp;Power</p> </td> <td> <p>&nbsp;70W</p> </td> </tr> <tr> <td> <p>&nbsp;Speed range</p> </td> <td> <p>&nbsp;50-2200rpm</p> </td> </tr> <tr> <td> <p>&nbsp;Speed display accuracy&nbsp;</p> </td> <td> <p>&nbsp;&plusmn;3rpm</p> </td> </tr> <tr> <td> <p>&nbsp;Speed display</p> </td> <td> <p>&nbsp;LCD</p> </td> </tr> <tr> <td> <p>&nbsp;Torque display</p> </td> <td> <p>&nbsp;LCD</p> </td> </tr> <tr> <td> <p>&nbsp;Overload protection display</p> </td> <td> <p>&nbsp;LED lights</p> </td> </tr> <tr> <td> <p>&nbsp;Max. torque</p> </td> <td> <p>&nbsp;40Ncm</p> </td> </tr> <tr> <td> <p>&nbsp;Viscosity max.</p> </td> <td> <p>&nbsp;10000mPas</p> </td> </tr> <tr> <td> <p>&nbsp;Chuck range diameter&nbsp;</p> </td> <td> <p>&nbsp;0.5-10mm</p> </td> </tr> <tr> <td> <p>&nbsp;Dimensions[W&times;H&times;D]</p> </td> <td> <p>&nbsp;83&times;220&times;186mm</p> </td> </tr> <tr> <td> <p>&nbsp;Weight</p> </td> <td> <p>&nbsp;2.8kg</p> </td> </tr> <tr> <td> <p>&nbsp;Protection class</p> </td> <td> <p>&nbsp;IP42</p> </td> </tr> <tr> <td> <p>&nbsp;Permissible ambient temperature and humidity</p> </td> <td> <p>&nbsp;5-40℃,80%RH</p> </td> </tr> <tr> <td> <p>&nbsp;Data connector</p> </td> <td> <p>&nbsp;RS232</p> </td> </tr> </tbody> </table> <h1>&nbsp;</h1> <strong>product information page download</strong><strong>&nbsp;</strong>&nbsp;:</p> <p>&nbsp;</p> <p>&nbsp; &nbsp; &nbsp; &nbsp; &nbsp;&nbsp;<a href="http://www.dlabsci.com/uploads/DLAB%20Catalogue.pdf" target="_blank"><img style="height: 165px; width: 125px; -moz-box-shadow: 2px 2px 5px #333333; -webkit-box-shadow: 2px 2px 5px #333333; box-shadow: 2px 2px 5px #333333;" src="http://www.microanalytix.co.nz/content/images/thumbs/DLAB.PNG" alt="" /></a></p><p><strong>DispensMate Dispenser Chemical Compatibility download</strong><strong>&nbsp;</strong>&nbsp;:</p> <p>&nbsp;</p><a href="http://www.microanalytix.co.nz/content/files/Chem Comp chart top Dispenser DLab.pdf" target="_blank"><img style="height: 165px; width: 125px; -moz-box-shadow: 2px 2px 5px #333333; -webkit-box-shadow: 2px 2px 5px #333333; box-shadow: 2px 2px 5px #333333;" src="http://www.microanalytix.co.nz/content/images/thumbs/DispensMate Dispenser Chemical Compatibility.PNG" alt="DispensMate Dispenser Chemical Compatibility" /></a></p> <p>&nbsp;</p> <p>&nbsp;</p> </body> </html> | 0 | 1 | FALSE |  |  |  | lcd-digital-overhead-stirrer-os20-pro | FALSE | TRUE | OS20-Pro |  |  | FALSE | 0 | FALSE |  | FALSE | FALSE | 0 | TRUE | 10 | 1 | FALSE | 0 | FALSE |  | FALSE | 100 | 0 | 10 | TRUE | FALSE | 0 | 0 | 0 | FALSE | 6 | 0 | 10000 | FALSE | FALSE | 0 | 0 | 1 | 0 | FALSE | 1 | 10000 |  | FALSE | FALSE | FALSE | FALSE |  | FALSE | 3600 | 3600 | 0 |  |  |  | FALSE | 0 | 1000 | 0 | 0 | 0 | 0 | 43173.9925 | 165; | 18; | E:\w3server\microanalytix.com.au\httpdocs\content\images\thumbs\0012112_lcd-digital-overhead-stirrer-os20-pro.jpeg
5 | 0 | TRUE | LCD Digital Rotator MX-RL-Pro | LCD Digital Rotator (including a 50ml rotisserie accessory - 18900147),used with rotisserie accessories,variable speed,adjustable mixing angle | <!DOCTYPE html> <html> <head> <style> td { border:1px solid #ccc } </style> </head> <body> <p><strong>FEATURES</strong></p> <ul> <li>LCD digital display of speed and time</li> <li>Speed range from10 to 70rpm</li> <li>Provides gentle but effective mixing of biological samples</li> <li>A wide variety of accessories are available</li> </ul> <p>&nbsp;</p> <table style="height: 453px;" border="1" width="457"> <tbody> <tr> <td> <p>&nbsp;Motor type</p> </td> <td> <p>&nbsp;DC motor</p> </td> </tr> <tr> <td> <p>&nbsp;Speed range</p> </td> <td> <p>&nbsp;10-70rpm</p> </td> </tr> <tr> <td> <p>&nbsp;Speed display</p> </td> <td> <p>&nbsp;LCD</p> </td> </tr> <tr> <td> <p>&nbsp;Timer display</p> </td> <td> <p>&nbsp;LCD</p> </td> </tr> <tr> <td> <p>&nbsp;Timer</p> </td> <td> <p>&nbsp;1-1199min</p> </td> </tr> <tr> <td> <p>&nbsp;Operation mode</p> </td> <td> <p>&nbsp;Continuous/timer</p> </td> </tr> <tr> <td> <p>&nbsp;Voltage</p> </td> <td> <p>&nbsp;100-240V, 50/60Hz</p> </td> </tr> <tr> <td> <p>&nbsp;Power</p> </td> <td> <p>&nbsp;40W</p> </td> </tr> <tr> <td> <p>&nbsp;Dimensions[D&times;W&times;H]</p> </td> <td> <p>&nbsp;220&times;510&times;260mm</p> </td> </tr> <tr> <td> <p>&nbsp;Permissible ambient temperature&nbsp;and humidity</p> </td> <td> <p>&nbsp;5-40℃, 80%RH</p> </td> </tr> <tr> <td> <p>&nbsp;Protection class</p> </td> <td> <p>&nbsp;IP21</p> </td> </tr> </tbody> </table> <p>&nbsp;</p><p><strong>product information page download</strong><strong>&nbsp;</strong>&nbsp;:</p> <p>&nbsp;</p> <p>&nbsp; &nbsp; &nbsp; &nbsp; &nbsp;&nbsp;<a href="http://www.dlabsci.com/uploads/DLAB%20Catalogue.pdf" target="_blank"><img style="height: 165px; width: 125px; -moz-box-shadow: 2px 2px 5px #333333; -webkit-box-shadow: 2px 2px 5px #333333; box-shadow: 2px 2px 5px #333333;" src="http://www.microanalytix.co.nz/content/images/thumbs/DLAB.PNG" alt="" /></a></p><p><strong>DispensMate Dispenser Chemical Compatibility download</strong><strong>&nbsp;</strong>&nbsp;:</p> <p>&nbsp;</p><a href="http://www.microanalytix.co.nz/content/files/Chem Comp chart top Dispenser DLab.pdf" target="_blank"><img style="height: 165px; width: 125px; -moz-box-shadow: 2px 2px 5px #333333; -webkit-box-shadow: 2px 2px 5px #333333; box-shadow: 2px 2px 5px #333333;" src="http://www.microanalytix.co.nz/content/images/thumbs/DispensMate Dispenser Chemical Compatibility.PNG" alt="DispensMate Dispenser Chemical Compatibility" /></a></p> <p>&nbsp;</p> <p>&nbsp;</p> </body> </html> | 0 | 1 | FALSE |  |  |  | lcd-digital-rotator-mx-rl-pro | FALSE | TRUE | MX-RL-Pro |  |  | FALSE | 0 | FALSE |  | FALSE | FALSE | 0 | TRUE | 10 | 1 | FALSE | 0 | FALSE |  | FALSE | 100 | 0 | 10 | TRUE | FALSE | 0 | 0 | 0 | FALSE | 6 | 0 | 10000 | FALSE | FALSE | 0 | 0 | 1 | 0 | FALSE | 1 | 10000 |  | FALSE | FALSE | FALSE | FALSE |  | FALSE | 3808 | 3808 | 0 |  |  |  | FALSE | 0 | 1000 | 0 | 0 | 0 | 0 | 43138.8748 | 164; | 18; | E:\w3server\microanalytix.com.au\httpdocs\content\images\thumbs\0012083_lcd-digital-rotator-mx-rl-pro.jpeg
5 | 0 | TRUE | LCD Digital Rotator MX-RD-Pro | LCD Digital Rotator(including a 50ml disk accessory - 18900162), used with disk accessories,variable speed, adjustable mixing angle | <!DOCTYPE html> <html> <head> <style> td { border:1px solid #ccc } </style> </head> <body> <p><strong>FEATURES</strong></p> <ul> <li>Electronic adjustment of speed and time</li> <li>LCD display of speed and time</li> <li>Speed range from 10 to 70rpm</li> <li>Provides gentle but effective rolling</li> <li>Adjustable mixing angle from 0 to 90&deg;</li> <li>A wide variety of accessories are available</li> </ul> <p>&nbsp;</p> <table style="height: 732px;" border="1" width="566"> <tbody> <tr> <td> <p>&nbsp;Motor type</p> </td> <td> <p>&nbsp;DC motor</p> </td> </tr> <tr> <td> <p>&nbsp;Rocking motion</p> </td> <td> <p>&nbsp;Rocking and rolling</p> </td> </tr> <tr> <td> <p>&nbsp;Amplitude</p> </td> <td> <p>&nbsp;24mm</p> </td> </tr> <tr> <td> <p>&nbsp;Max. load capacity</p> </td> <td> <p>&nbsp;4kg</p> </td> </tr> <tr> <td> <p>&nbsp;Number of rollers</p> </td> <td> <p>&nbsp;6</p> </td> </tr> <tr> <td> <p>&nbsp;Roller size [length]</p> </td> <td> <p>&nbsp;280mm</p> </td> </tr> <tr> <td> <p>&nbsp;Speed range</p> </td> <td> <p>&nbsp;10-70rpm</p> </td> </tr> <tr> <td> <p>&nbsp;Speed display</p> </td> <td> <p>&nbsp;LCD</p> </td> </tr> <tr> <td> <p>&nbsp;Timer</p> </td> <td> <p>&nbsp;Yes</p> </td> </tr> <tr> <td> <p>&nbsp;Timer display</p> </td> <td> <p>&nbsp;LCD</p> </td> </tr> <tr> <td> <p>&nbsp;Time setting range</p> </td> <td> <p>&nbsp;1-1199min</p> </td> </tr> <tr> <td> <p>&nbsp;Operation mode</p> </td> <td> <p>&nbsp;Continuous/timer</p> </td> </tr> <tr> <td> <p>&nbsp;Voltage</p> </td> <td> <p>&nbsp;100-240V, 50/60Hz</p> </td> </tr> <tr> <td> <p>&nbsp;Power</p> </td> <td> <p>&nbsp;30W</p> </td> </tr> <tr> <td> <p>&nbsp;Dimensions[D &times; W &times; H]</p> </td> <td> <p>&nbsp;450&times;260&times;120mm</p> </td> </tr> <tr> <td> <p>&nbsp;Weight</p> </td> <td> <p>&nbsp;5.1kg</p> </td> </tr> <tr> <td> <p>&nbsp;Permissible ambient temperature&nbsp;and humidity</p> </td> <td> <p>&nbsp;5-40℃, 80%RH</p> </td> </tr> <tr> <td> <p>&nbsp;Protection class&nbsp;</p> </td> <td> <p>&nbsp;IP21</p> </td> </tr> </tbody> </table><p><strong>product information page download</strong><strong>&nbsp;</strong>&nbsp;:</p> <p>&nbsp;</p> <p>&nbsp; &nbsp; &nbsp; &nbsp; &nbsp;&nbsp;<a href="http://www.dlabsci.com/uploads/DLAB%20Catalogue.pdf" target="_blank"><img style="height: 165px; width: 125px; -moz-box-shadow: 2px 2px 5px #333333; -webkit-box-shadow: 2px 2px 5px #333333; box-shadow: 2px 2px 5px #333333;" src="http://www.microanalytix.co.nz/content/images/thumbs/DLAB.PNG" alt="" /></a></p> <p>&nbsp;</p><p><strong>DispensMate Dispenser Chemical Compatibility download</strong><strong>&nbsp;</strong>&nbsp;:</p> <p>&nbsp;</p><a href="http://www.microanalytix.co.nz/content/files/Chem Comp chart top Dispenser DLab.pdf" target="_blank"><img style="height: 165px; width: 125px; -moz-box-shadow: 2px 2px 5px #333333; -webkit-box-shadow: 2px 2px 5px #333333; box-shadow: 2px 2px 5px #333333;" src="http://www.microanalytix.co.nz/content/images/thumbs/DispensMate Dispenser Chemical Compatibility.PNG" alt="DispensMate Dispenser Chemical Compatibility" /></a></p> <p>&nbsp;</p> </body> </html> | 0 | 1 | FALSE |  |  |  | lcd-digital-rotator-mx-rd-pro | FALSE | TRUE | MX-RD-Pro |  |  | FALSE | 0 | FALSE |  | FALSE | FALSE | 0 | TRUE | 10 | 1 | FALSE | 0 | FALSE |  | FALSE | 100 | 0 | 10 | TRUE | FALSE | 0 | 0 | 0 | FALSE | 6 | 0 | 10000 | FALSE | FALSE | 0 | 0 | 1 | 0 | FALSE | 1 | 10000 |  | FALSE | FALSE | FALSE | FALSE |  | FALSE | 1392 | 1392 | 0 |  |  |  | FALSE | 0 | 1000 | 0 | 0 | 0 | 0 | 43138.8736 | 164; | 18; | E:\w3server\microanalytix.com.au\httpdocs\content\images\thumbs\0012080_lcd-digital-rotator-mx-rd-pro.jpeg
5 | 0 | TRUE | LCD Digital Tube Roller MX-T6-Pro | LCD Digital Tube Roller, variable speed,6 rollers | <!DOCTYPE html> <html> <head> <style> td { border:1px solid #ccc } </style> </head> <body> <p><strong>FEATURES</strong></p> <ul> <li><span dir="rtl">LCD displays the speed and time</span></li> <li><span dir="rtl">Speed range of 10-70rpm</span></li> <li><span dir="rtl">Six roller design for gentle rolling</span></li> <li><span dir="rtl">Continuous or timer operation</span></li> <li><span dir="rtl">Weight up to 5.1Kg</span></li> <li><span dir="rtl">Maximum load capacity 4Kg&nbsp;</span></li> </ul> <p>&nbsp;</p> <table style="height: 732px;" border="1" width="566"> <tbody> <tr> <td> <p>&nbsp;Motor type</p> </td> <td> <p>&nbsp;DC motor</p> </td> </tr> <tr> <td> <p>&nbsp;Rocking motion</p> </td> <td> <p>&nbsp;Rocking and rolling</p> </td> </tr> <tr> <td> <p>&nbsp;Amplitude</p> </td> <td> <p>&nbsp;24mm</p> </td> </tr> <tr> <td> <p>&nbsp;Max. load capacity</p> </td> <td> <p>&nbsp;4kg</p> </td> </tr> <tr> <td> <p>&nbsp;Number of rollers</p> </td> <td> <p>&nbsp;6</p> </td> </tr> <tr> <td> <p>&nbsp;Roller size [length]</p> </td> <td> <p>&nbsp;280mm</p> </td> </tr> <tr> <td> <p>&nbsp;Speed range</p> </td> <td> <p>&nbsp;10-70rpm</p> </td> </tr> <tr> <td> <p>&nbsp;Speed display</p> </td> <td> <p>&nbsp;LCD</p> </td> </tr> <tr> <td> <p>&nbsp;Timer</p> </td> <td> <p>&nbsp;Yes</p> </td> </tr> <tr> <td> <p>&nbsp;Timer display</p> </td> <td> <p>&nbsp;LCD</p> </td> </tr> <tr> <td> <p>&nbsp;Time setting range</p> </td> <td> <p>&nbsp;1-1199min</p> </td> </tr> <tr> <td> <p>&nbsp;Operation mode</p> </td> <td> <p>&nbsp;Continuous/timer</p> </td> </tr> <tr> <td> <p>&nbsp;Voltage</p> </td> <td> <p>&nbsp;100-240V, 50/60Hz</p> </td> </tr> <tr> <td> <p>&nbsp;Power</p> </td> <td> <p>&nbsp;30W</p> </td> </tr> <tr> <td> <p>&nbsp;Dimensions[D &times; W &times; H]</p> </td> <td> <p>&nbsp;450&times;260&times;120mm</p> </td> </tr> <tr> <td> <p>&nbsp;Weight</p> </td> <td> <p>&nbsp;5.1kg</p> </td> </tr> <tr> <td> <p>&nbsp;Permissible ambient temperature&nbsp;and humidity</p> </td> <td> <p>&nbsp;5-40℃, 80%RH</p> </td> </tr> <tr> <td> <p>&nbsp;Protection class&nbsp;</p> </td> <td> <p>&nbsp;IP21</p> </td> </tr> </tbody> </table><p><strong>product information page download</strong><strong>&nbsp;</strong>&nbsp;:</p> <p>&nbsp;</p> <p>&nbsp; &nbsp; &nbsp; &nbsp; &nbsp;&nbsp;<a href="http://www.dlabsci.com/uploads/DLAB%20Catalogue.pdf" target="_blank"><img style="height: 165px; width: 125px; -moz-box-shadow: 2px 2px 5px #333333; -webkit-box-shadow: 2px 2px 5px #333333; box-shadow: 2px 2px 5px #333333;" src="http://www.microanalytix.co.nz/content/images/thumbs/DLAB.PNG" alt="" /></a></p> <p>&nbsp;</p><p><strong>DispensMate Dispenser Chemical Compatibility download</strong><strong>&nbsp;</strong>&nbsp;:</p> <p>&nbsp;</p><a href="http://www.microanalytix.co.nz/content/files/Chem Comp chart top Dispenser DLab.pdf" target="_blank"><img style="height: 165px; width: 125px; -moz-box-shadow: 2px 2px 5px #333333; -webkit-box-shadow: 2px 2px 5px #333333; box-shadow: 2px 2px 5px #333333;" src="http://www.microanalytix.co.nz/content/images/thumbs/DispensMate Dispenser Chemical Compatibility.PNG" alt="DispensMate Dispenser Chemical Compatibility" /></a></p> <p>&nbsp;</p> </body> </html> | 0 | 1 | FALSE |  |  |  | lcd-digital-tube-roller-mx-t6-pro | FALSE | TRUE | MX-T6-Pro |  |  | FALSE | 0 | FALSE |  | FALSE | FALSE | 0 | TRUE | 10 | 1 | FALSE | 0 | FALSE |  | FALSE | 100 | 0 | 10 | TRUE | FALSE | 0 | 0 | 0 | FALSE | 6 | 0 | 10000 | FALSE | FALSE | 0 | 0 | 1 | 0 | FALSE | 1 | 10000 |  | FALSE | FALSE | FALSE | FALSE |  | FALSE | 2576 | 2576 | 0 |  |  |  | FALSE | 0 | 1000 | 0 | 0 | 0 | 0 | 43138.8724 | 164; | 18; | E:\w3server\microanalytix.com.au\httpdocs\content\images\thumbs\0012078_lcd-digital-tube-roller-mx-t6-pro.jpeg
5 | 0 | TRUE | LED Digital Enhanced Overhead Stirrer OS40-S | LED Digital Enhanced Overhead Stirrer (Exclude universal stand), Max. stirring quantity 40L | <!DOCTYPE html> <html> <head> <style> td{border:1px solid #ccc} </style> </head> <body> <p><strong>FEATURES</strong></p> <ul> <li> <p>LED display of precise monitoring of speed</p> </li> <li> <p>A wide range of speed from 50-2200rpm and max. torque of 60Ncm</p> </li> <li> <p>RS232 interface-PC can control and document&nbsp; all operational values</p> </li> <li> <p>Maintenance free brushless DC motor</p> </li> <li> <p>Safety circuits allow for safe stop function in anti-stall or overload conditions</p> </li> <li> <p>Max. stirring quantity is 40L with a max. viscosity of 50000mPas</p> </li> </ul> <p>&nbsp;</p> <table border="1"> <tbody> <tr> <td> <p>&nbsp;Max. stirring quantity (H2O)</p> </td> <td> <p>&nbsp;40L</p> </td> </tr> <tr> <td> <p>&nbsp;Motor type</p> </td> <td> <p>&nbsp;Brushless DC motor</p> </td> </tr> <tr> <td> <p>&nbsp;Motor input power</p> </td> <td> <p>&nbsp;120W</p> </td> </tr> <tr> <td> <p>&nbsp;Motor output power</p> </td> <td> <p>&nbsp;100W</p> </td> </tr> <tr> <td> <p>&nbsp;Voltage</p> </td> <td> <p>&nbsp;100-240V, 50/60 Hz</p> </td> </tr> <tr> <td> <p>&nbsp;Power</p> </td> <td> <p>&nbsp;130W</p> </td> </tr> <tr> <td> <p>&nbsp;Speed range</p> </td> <td> <p>&nbsp;50-2200rpm</p> </td> </tr> <tr> <td> <p>&nbsp;Speed display accuracy</p> </td> <td> <p>&nbsp;&plusmn;3rpm</p> </td> </tr> <tr> <td> <p>&nbsp;Speed display</p> </td> <td> <p>&nbsp;LED</p> </td> </tr> <tr> <td> <p>&nbsp;Overload protection display</p> </td> <td> <p>&nbsp;LED lights</p> </td> </tr> <tr> <td> <p>&nbsp;Max. torque</p> </td> <td> <p>&nbsp;60Ncm</p> </td> </tr> <tr> <td> <p>&nbsp;Viscosity max.</p> </td> <td> <p>&nbsp;50000mPas</p> </td> </tr> <tr> <td> <p>&nbsp;Chuck range diameter</p> </td> <td> <p>&nbsp;0.5-10mm</p> </td> </tr> <tr> <td> <p>&nbsp;Dimension [W&times;H&times;D]</p> </td> <td> <p>&nbsp;83&times;220&times;186mm</p> </td> </tr> <tr> <td> <p>&nbsp;Weight</p> </td> <td> <p>&nbsp;2.8kg</p> </td> </tr> <tr> <td> <p>&nbsp;Protection class</p> </td> <td> <p>&nbsp;IP42</p> </td> </tr> <tr> <td> <p>&nbsp;Permissible ambient temperature&nbsp;and humidity</p> </td> <td> <p>&nbsp;5-40℃, 80%RH</p> </td> </tr> </tbody> </table> <p><strong>product information page download</strong><strong>&nbsp;</strong>&nbsp;:</p> <p>&nbsp;</p> <p>&nbsp; &nbsp; &nbsp; &nbsp; &nbsp;&nbsp;<a href="http://www.dlabsci.com/uploads/DLAB%20Catalogue.pdf" target="_blank"><img style="height: 165px; width: 125px; -moz-box-shadow: 2px 2px 5px #333333; -webkit-box-shadow: 2px 2px 5px #333333; box-shadow: 2px 2px 5px #333333;" src="http://www.microanalytix.co.nz/content/images/thumbs/DLAB.PNG" alt="" /></a></p><p><strong>DispensMate Dispenser Chemical Compatibility download</strong><strong>&nbsp;</strong>&nbsp;:</p> <p>&nbsp;</p><a href="http://www.microanalytix.co.nz/content/files/Chem Comp chart top Dispenser DLab.pdf" target="_blank"><img style="height: 165px; width: 125px; -moz-box-shadow: 2px 2px 5px #333333; -webkit-box-shadow: 2px 2px 5px #333333; box-shadow: 2px 2px 5px #333333;" src="http://www.microanalytix.co.nz/content/images/thumbs/DispensMate Dispenser Chemical Compatibility.PNG" alt="DispensMate Dispenser Chemical Compatibility" /></a></p> <p>&nbsp;</p> <p>&nbsp;</p> </body> </html> | 0 | 1 | FALSE |  |  |  | led-digital-enhanced-overhead-stirrer-os40-s | FALSE | TRUE | OS40-S |  |  | FALSE | 0 | FALSE |  | FALSE | FALSE | 0 | TRUE | 10 | 1 | FALSE | 0 | FALSE |  | FALSE | 100 | 0 | 10 | TRUE | FALSE | 0 | 0 | 0 | FALSE | 6 | 0 | 10000 | FALSE | FALSE | 0 | 0 | 1 | 0 | FALSE | 1 | 10000 |  | FALSE | FALSE | FALSE | FALSE |  | FALSE | 3840 | 3840 | 0 |  |  |  | FALSE | 0 | 1000 | 0 | 0 | 0 | 0 | 43173.9941 | 165; | 18; | E:\w3server\microanalytix.com.au\httpdocs\content\images\thumbs\0012114_led-digital-enhanced-overhead-stirrer-os40-s.jpeg
5 | 0 | TRUE | LED Digital Overhead Stirrer OS20-S | LED Digital Overhead Stirrer (Exclude universal stand), Max. stirring quantity 20L | <!DOCTYPE html> <html> <head> <style> td{border:1px solid #ccc} </style> </head> <body> <p><strong>FEATURES</strong></p> <ul> <li> <p>LED display of precise monitoring of speed</p> </li> <li> <p>A wide range of speed from 50-2200rpm and max. torque of 60Ncm</p> </li> <li> <p>RS232 interface-PC can control and document&nbsp; all operational values</p> </li> <li> <p>Maintenance free brushless DC motor</p> </li> <li> <p>Safety circuits allow for safe stop function in anti-stall or overload conditions</p> </li> <li> <p>Max. stirring quantity is 20L with a max. viscosity of 10000mPas</p> </li> </ul> <p>&nbsp;</p> <table border="1"> <tbody> <tr> <td> <p>&nbsp;Max. stirring quantity[H2O]</p> </td> <td> <p>&nbsp;20L</p> </td> </tr> <tr> <td> <p>&nbsp;Motor type</p> </td> <td> <p>&nbsp;Brushless DC motor</p> </td> </tr> <tr> <td> <p>&nbsp;Motor input power</p> </td> <td> <p>&nbsp;60W</p> </td> </tr> <tr> <td> <p>&nbsp;Motor output power</p> </td> <td> <p>&nbsp;50W</p> </td> </tr> <tr> <td> <p>&nbsp;Voltage</p> </td> <td> <p>&nbsp;100-240V, 50/60 Hz</p> </td> </tr> <tr> <td> <p>&nbsp;Power</p> </td> <td> <p>&nbsp;70W</p> </td> </tr> <tr> <td> <p>&nbsp;Speed range</p> </td> <td> <p>&nbsp;50-2200rpm</p> </td> </tr> <tr> <td> <p>&nbsp;Speed display accuracy</p> </td> <td> <p>&nbsp;&plusmn;3rpm</p> </td> </tr> <tr> <td> <p>&nbsp;Speed display</p> </td> <td> <p>&nbsp;LED</p> </td> </tr> <tr> <td> <p>&nbsp;Overload protection display</p> </td> <td> <p>&nbsp;LED lights</p> </td> </tr> <tr> <td> <p>&nbsp;Max. torque</p> </td> <td> <p>&nbsp;40Ncm</p> </td> </tr> <tr> <td> <p>&nbsp;Viscosity max.</p> </td> <td> <p>&nbsp;10000mPas</p> </td> </tr> <tr> <td> <p>&nbsp;Chuck range diameter</p> </td> <td> <p>&nbsp;0.5-10mm</p> </td> </tr> <tr> <td> <p>&nbsp;Dimension[W&times;H&times;D]</p> </td> <td> <p>&nbsp;83&times;220&times;186mm</p> </td> </tr> <tr> <td> <p>&nbsp;Weight</p> </td> <td> <p>&nbsp;2.8kg</p> </td> </tr> <tr> <td> <p>&nbsp;Protection class</p> </td> <td> <p>&nbsp;IP42</p> </td> </tr> <tr> <td> <p>&nbsp;Permissible ambient temperature&nbsp;and humidity</p> </td> <td> <p>&nbsp;5-40℃, 80%RH</p> </td> </tr> </tbody> </table> <p><strong>product information page download</strong><strong>&nbsp;</strong>&nbsp;:</p> <p>&nbsp;</p> <p>&nbsp; &nbsp; &nbsp; &nbsp; &nbsp;&nbsp;<a href="http://www.dlabsci.com/uploads/DLAB%20Catalogue.pdf" target="_blank"><img style="height: 165px; width: 125px; -moz-box-shadow: 2px 2px 5px #333333; -webkit-box-shadow: 2px 2px 5px #333333; box-shadow: 2px 2px 5px #333333;" src="http://www.microanalytix.co.nz/content/images/thumbs/DLAB.PNG" alt="" /></a></p><p><strong>DispensMate Dispenser Chemical Compatibility download</strong><strong>&nbsp;</strong>&nbsp;:</p> <p>&nbsp;</p><a href="http://www.microanalytix.co.nz/content/files/Chem Comp chart top Dispenser DLab.pdf" target="_blank"><img style="height: 165px; width: 125px; -moz-box-shadow: 2px 2px 5px #333333; -webkit-box-shadow: 2px 2px 5px #333333; box-shadow: 2px 2px 5px #333333;" src="http://www.microanalytix.co.nz/content/images/thumbs/DispensMate Dispenser Chemical Compatibility.PNG" alt="DispensMate Dispenser Chemical Compatibility" /></a></p> <p>&nbsp;</p> <p>&nbsp;</p> </body> </html> | 0 | 1 | FALSE |  |  |  | led-digital-overhead-stirrer-os20-s | FALSE | TRUE | OS20-S |  |  | FALSE | 0 | FALSE |  | FALSE | FALSE | 0 | TRUE | 10 | 1 | FALSE | 0 | FALSE |  | FALSE | 100 | 0 | 10 | TRUE | FALSE | 0 | 0 | 0 | FALSE | 6 | 0 | 10000 | FALSE | FALSE | 0 | 0 | 1 | 0 | FALSE | 1 | 10000 |  | FALSE | FALSE | FALSE | FALSE |  | FALSE | 3840 | 3840 | 0 |  |  |  | FALSE | 0 | 1000 | 0 | 0 | 0 | 0 | 43173.9959 | 165; | 18; | E:\w3server\microanalytix.com.au\httpdocs\content\images\thumbs\0012116_led-digital-overhead-stirrer-os20-s.jpeg
5 | 0 | TRUE | Liquid Handling DispensMate Bottle-Top Dispenser 0.5-5ml 73110001 | DispensMate Bottle-Top Dispenser 0.5-5ml | <!DOCTYPE html> <html> <head> </head> <body> <p>&nbsp;</p> <p><strong>Features</strong></p> <p>Excellent chemical resistance</p> <p>Fully autoclavable at 121℃</p> <p>Four ranges of bottletop dispenser covering a volume range from 0.5ml to 50ml</p> <p>Easy to clean and maintain</p> <p>The optional flexible discharge tube with safety handle permits fast and precise dispensing</p> <p>Made of PTFE、FEP、BSG、PP</p> <p>Vapour pressure Max. 500mbar,&nbsp; viscosity max. 500mm2/s, temperature max. 40℃, density max. 2.2g/cm3</p> <p>DispensMate plus is supplied with S40, GL32, GL38, GL25, GL28 sized adapters</p> <p>&nbsp;</p><p><strong>product information page download</strong><strong>&nbsp;</strong>&nbsp;:</p> <p>&nbsp;</p> <p>&nbsp; &nbsp; &nbsp; &nbsp; &nbsp;&nbsp;<a href="http://www.dlabsci.com/uploads/DLAB%20Catalogue.pdf" target="_blank"><img style="height: 165px; width: 125px; -moz-box-shadow: 2px 2px 5px #333333; -webkit-box-shadow: 2px 2px 5px #333333; box-shadow: 2px 2px 5px #333333;" src="http://www.microanalytix.co.nz/content/images/thumbs/DLAB.PNG" alt="" /></a></p><p><strong>DispensMate Dispenser Chemical Compatibility download</strong><strong>&nbsp;</strong>&nbsp;:</p> <p>&nbsp;</p><a href="http://www.microanalytix.co.nz/content/files/Chem Comp chart top Dispenser DLab.pdf" target="_blank"><img style="height: 165px; width: 125px; -moz-box-shadow: 2px 2px 5px #333333; -webkit-box-shadow: 2px 2px 5px #333333; box-shadow: 2px 2px 5px #333333;" src="http://www.microanalytix.co.nz/content/images/thumbs/DispensMate Dispenser Chemical Compatibility.PNG" alt="DispensMate Dispenser Chemical Compatibility" /></a></p> <p>&nbsp;</p> <p>&nbsp;</p> </body> </html> | 0 | 1 | TRUE | Microanalytix,Filter paper,Membrane,Syringe,ChromatographyDispensMate Bottle-Top Dispenser 0.5-5ml 73110001 | DispensMate Bottle-Top Dispenser 0.5-5ml | microanalytix | dispensmate-bottle-top-dispenser-05-5ml | FALSE | TRUE | 73110001 |  |  | FALSE | 0 | FALSE |  | FALSE | FALSE | 0 | TRUE | 10 | 1 | FALSE | 0 | FALSE |  | FALSE | 100 | 0 | 10 | TRUE | FALSE | 0 | 0 | 0 | FALSE | 6 | 0 | 10000 | FALSE | FALSE | 0 | 0 | 1 | 0 | FALSE | 1 | 10000 |  | FALSE | FALSE | FALSE | FALSE |  | FALSE | 395 | 395 | 0 | 295 | 42682 | 42735 | FALSE | 0 | 1000 | 0 | 0 | 0 | 0 | 42409.0789 | 41; | 18; | E:\w3server\microanalytix.com.au\httpdocs\content\images\thumbs\0012050_liquid-handling-dispensmate-bottle-top-dispenser-05-5ml-73110001.jpeg
5 | 0 | TRUE | Liquid Handling DispensMate Bottle-Top Dispenser 1-10ml 73110002 | DispensMate Bottle-Top Dispenser 1-10ml | <!DOCTYPE html> <html> <head> </head> <body> <p>&nbsp;</p> <p><strong>Features</strong></p> <p>Excellent chemical resistance</p> <p>Fully autoclavable at 121℃</p> <p>Four ranges of bottletop dispenser covering a volume range from 0.5ml to 50ml</p> <p>Easy to clean and maintain</p> <p>The optional flexible discharge tube with safety handle permits fast and precise dispensing</p> <p>Made of PTFE、FEP、BSG、PP</p> <p>Vapour pressure Max. 500mbar,&nbsp; viscosity max. 500mm2/s, temperature max. 40℃, density max. 2.2g/cm3</p> <p>DispensMate plus is supplied with S40, GL32, GL38, GL25, GL28 sized adapters</p> <p>&nbsp;</p><p><strong>product information page download</strong><strong>&nbsp;</strong>&nbsp;:</p> <p>&nbsp;</p> <p>&nbsp; &nbsp; &nbsp; &nbsp; &nbsp;&nbsp;<a href="http://www.dlabsci.com/uploads/DLAB%20Catalogue.pdf" target="_blank"><img style="height: 165px; width: 125px; -moz-box-shadow: 2px 2px 5px #333333; -webkit-box-shadow: 2px 2px 5px #333333; box-shadow: 2px 2px 5px #333333;" src="http://www.microanalytix.co.nz/content/images/thumbs/DLAB.PNG" alt="" /></a></p><p><strong>DispensMate Dispenser Chemical Compatibility download</strong><strong>&nbsp;</strong>&nbsp;:</p> <p>&nbsp;</p><a href="http://www.microanalytix.co.nz/content/files/Chem Comp chart top Dispenser DLab.pdf" target="_blank"><img style="height: 165px; width: 125px; -moz-box-shadow: 2px 2px 5px #333333; -webkit-box-shadow: 2px 2px 5px #333333; box-shadow: 2px 2px 5px #333333;" src="http://www.microanalytix.co.nz/content/images/thumbs/DispensMate Dispenser Chemical Compatibility.PNG" alt="DispensMate Dispenser Chemical Compatibility" /></a></p> <p>&nbsp;</p> <p>&nbsp;</p> </body> </html> | 0 | 1 | FALSE | Microanalytix,Filter paper,Membrane,Syringe,ChromatographyDispensMate Bottle-Top Dispenser 1-10ml 73110002 | DispensMate Bottle-Top Dispenser 1-10ml | microanalytix | dispensmate-bottle-top-dispenser-1-10ml | FALSE | TRUE | 73110002 |  |  | FALSE | 0 | FALSE |  | FALSE | FALSE | 0 | TRUE | 10 | 1 | FALSE | 0 | FALSE |  | FALSE | 100 | 0 | 10 | TRUE | FALSE | 0 | 0 | 0 | FALSE | 6 | 0 | 10000 | FALSE | FALSE | 0 | 0 | 1 | 0 | FALSE | 1 | 10000 |  | FALSE | FALSE | FALSE | FALSE |  | FALSE | 395 | 395 | 0 | 295 | 42682 | 42735 | FALSE | 0 | 1000 | 0 | 0 | 0 | 0 | 42409.0804 | 41; | 18; | E:\w3server\microanalytix.com.au\httpdocs\content\images\thumbs\0012051_liquid-handling-dispensmate-bottle-top-dispenser-1-10ml-73110002.jpeg
5 | 0 | TRUE | Liquid Handling DispensMate Bottle-Top Dispenser 2.5-25ml 73110003 | DispensMate Bottle-Top Dispenser 2.5-25ml | <!DOCTYPE html> <html> <head> </head> <body> <p>&nbsp;</p> <p><strong>Features</strong></p> <p>Excellent chemical resistance</p> <p>Fully autoclavable at 121℃</p> <p>Four ranges of bottletop dispenser covering a volume range from 0.5ml to 50ml</p> <p>Easy to clean and maintain</p> <p>The optional flexible discharge tube with safety handle permits fast and precise dispensing</p> <p>Made of PTFE、FEP、BSG、PP</p> <p>Vapour pressure Max. 500mbar,&nbsp; viscosity max. 500mm2/s, temperature max. 40℃, density max. 2.2g/cm3</p> <p>DispensMate plus is supplied with S40, GL32, GL38, GL25, GL28 sized adapters</p> <p>&nbsp;</p><p><strong>product information page download</strong><strong>&nbsp;</strong>&nbsp;:</p> <p>&nbsp;</p> <p>&nbsp; &nbsp; &nbsp; &nbsp; &nbsp;&nbsp;<a href="http://www.dlabsci.com/uploads/DLAB%20Catalogue.pdf" target="_blank"><img style="height: 165px; width: 125px; -moz-box-shadow: 2px 2px 5px #333333; -webkit-box-shadow: 2px 2px 5px #333333; box-shadow: 2px 2px 5px #333333;" src="http://www.microanalytix.co.nz/content/images/thumbs/DLAB.PNG" alt="" /></a></p><p><strong>DispensMate Dispenser Chemical Compatibility download</strong><strong>&nbsp;</strong>&nbsp;:</p> <p>&nbsp;</p><a href="http://www.microanalytix.co.nz/content/files/Chem Comp chart top Dispenser DLab.pdf" target="_blank"><img style="height: 165px; width: 125px; -moz-box-shadow: 2px 2px 5px #333333; -webkit-box-shadow: 2px 2px 5px #333333; box-shadow: 2px 2px 5px #333333;" src="http://www.microanalytix.co.nz/content/images/thumbs/DispensMate Dispenser Chemical Compatibility.PNG" alt="DispensMate Dispenser Chemical Compatibility" /></a></p> <p>&nbsp;</p> <p>&nbsp;</p> </body> </html> | 0 | 1 | FALSE | Microanalytix,Filter paper,Membrane,Syringe,ChromatographyDispensMate Bottle-Top Dispenser 2.5-25ml 73110003 | DispensMate Bottle-Top Dispenser 2.5-25ml | microanalytix | dispensmate-bottle-top-dispenser-25-25ml | FALSE | TRUE | 73110003 |  |  | FALSE | 0 | FALSE |  | FALSE | FALSE | 0 | TRUE | 10 | 1 | FALSE | 0 | FALSE |  | FALSE | 100 | 0 | 10 | TRUE | FALSE | 0 | 0 | 0 | FALSE | 6 | 0 | 10000 | FALSE | FALSE | 0 | 0 | 1 | 0 | FALSE | 1 | 10000 |  | FALSE | FALSE | FALSE | FALSE |  | FALSE | 395 | 395 | 0 | 295 | 42682 | 42735 | FALSE | 0 | 1000 | 0 | 0 | 0 | 0 | 42409.0807 | 41; | 18; | E:\w3server\microanalytix.com.au\httpdocs\content\images\thumbs\0012052_liquid-handling-dispensmate-bottle-top-dispenser-25-25ml-73110003.jpeg
5 | 0 | TRUE | Liquid Handling DispensMate Bottle-Top Dispenser 5-50ml 73110004 | DispensMate Bottle-Top Dispenser 5-50ml | <!DOCTYPE html> <html> <head> </head> <body> <p>&nbsp;</p> <p><strong>Features</strong></p> <p>Excellent chemical resistance</p> <p>Fully autoclavable at 121℃</p> <p>Four ranges of bottletop dispenser covering a volume range from 0.5ml to 50ml</p> <p>Easy to clean and maintain</p> <p>The optional flexible discharge tube with safety handle permits fast and precise dispensing</p> <p>Made of PTFE、FEP、BSG、PP</p> <p>Vapour pressure Max. 500mbar,&nbsp; viscosity max. 500mm2/s, temperature max. 40℃, density max. 2.2g/cm3</p> <p>DispensMate plus is supplied with S40, GL32, GL38, GL25, GL28 sized adapters</p> <p>&nbsp;</p><p><strong>product information page download</strong><strong>&nbsp;</strong>&nbsp;:</p> <p>&nbsp;</p> <p>&nbsp; &nbsp; &nbsp; &nbsp; &nbsp;&nbsp;<a href="http://www.dlabsci.com/uploads/DLAB%20Catalogue.pdf" target="_blank"><img style="height: 165px; width: 125px; -moz-box-shadow: 2px 2px 5px #333333; -webkit-box-shadow: 2px 2px 5px #333333; box-shadow: 2px 2px 5px #333333;" src="http://www.microanalytix.co.nz/content/images/thumbs/DLAB.PNG" alt="" /></a></p><p><strong>DispensMate Dispenser Chemical Compatibility download</strong><strong>&nbsp;</strong>&nbsp;:</p> <p>&nbsp;</p><a href="http://www.microanalytix.co.nz/content/files/Chem Comp chart top Dispenser DLab.pdf" target="_blank"><img style="height: 165px; width: 125px; -moz-box-shadow: 2px 2px 5px #333333; -webkit-box-shadow: 2px 2px 5px #333333; box-shadow: 2px 2px 5px #333333;" src="http://www.microanalytix.co.nz/content/images/thumbs/DispensMate Dispenser Chemical Compatibility.PNG" alt="DispensMate Dispenser Chemical Compatibility" /></a></p> <p>&nbsp;</p> <p>&nbsp;</p> </body> </html> | 0 | 1 | FALSE | Microanalytix,Filter paper,Membrane,Syringe,ChromatographyDispensMate Bottle-Top Dispenser 5-50ml 73110004 | DispensMate Bottle-Top Dispenser 5-50ml | microanalytix | dispensmate-bottle-top-dispenser-5-50ml | FALSE | TRUE | 73110004 |  |  | FALSE | 0 | FALSE |  | FALSE | FALSE | 0 | TRUE | 10 | 1 | FALSE | 0 | FALSE |  | FALSE | 100 | 0 | 10 | TRUE | FALSE | 0 | 0 | 0 | FALSE | 6 | 0 | 10000 | FALSE | FALSE | 0 | 0 | 1 | 0 | FALSE | 1 | 10000 |  | FALSE | FALSE | FALSE | FALSE |  | FALSE | 395 | 395 | 0 | 295 | 42682 | 42735 | FALSE | 0 | 1000 | 0 | 0 | 0 | 0 | 42409.0811 | 41; | 18; | E:\w3server\microanalytix.com.au\httpdocs\content\images\thumbs\0012053_liquid-handling-dispensmate-bottle-top-dispenser-5-50ml-73110004.jpeg
5 | 0 | TRUE | Liquid Handling DispensMate Bottle-Top Dispenser Discharge tube (m) 17400073 | DispensMate Bottle-Top Dispenser Discharge tube (m) | <!DOCTYPE html> <html> <head> </head> <body> <p>&nbsp;</p> <p><strong>Features</strong></p> <p>Excellent chemical resistance</p> <p>Fully autoclavable at 121℃</p> <p>Four ranges of bottletop dispenser covering a volume range from 0.5ml to 50ml</p> <p>Easy to clean and maintain</p> <p>The optional flexible discharge tube with safety handle permits fast and precise dispensing</p> <p>Made of PTFE、FEP、BSG、PP</p> <p>Vapour pressure Max. 500mbar,&nbsp; viscosity max. 500mm2/s, temperature max. 40℃, density max. 2.2g/cm3</p> <p>DispensMate plus is supplied with S40, GL32, GL38, GL25, GL28 sized adapters</p> <p>&nbsp;</p><p><strong>product information page download</strong><strong>&nbsp;</strong>&nbsp;:</p> <p>&nbsp;</p> <p>&nbsp; &nbsp; &nbsp; &nbsp; &nbsp;&nbsp;<a href="http://www.dlabsci.com/uploads/DLAB%20Catalogue.pdf" target="_blank"><img style="height: 165px; width: 125px; -moz-box-shadow: 2px 2px 5px #333333; -webkit-box-shadow: 2px 2px 5px #333333; box-shadow: 2px 2px 5px #333333;" src="http://www.microanalytix.co.nz/content/images/thumbs/DLAB.PNG" alt="" /></a></p><p><strong>DispensMate Dispenser Chemical Compatibility download</strong><strong>&nbsp;</strong>&nbsp;:</p> <p>&nbsp;</p><a href="http://www.microanalytix.co.nz/content/files/Chem Comp chart top Dispenser DLab.pdf" target="_blank"><img style="height: 165px; width: 125px; -moz-box-shadow: 2px 2px 5px #333333; -webkit-box-shadow: 2px 2px 5px #333333; box-shadow: 2px 2px 5px #333333;" src="http://www.microanalytix.co.nz/content/images/thumbs/DispensMate Dispenser Chemical Compatibility.PNG" alt="DispensMate Dispenser Chemical Compatibility" /></a></p> <p>&nbsp;</p> <p>&nbsp;</p> </body> </html> | 0 | 1 | FALSE | Microanalytix,Filter paper,Membrane,Syringe,ChromatographyDispensMate Bottle-Top Dispenser Discharge tube (m) 17400073 | DispensMate Bottle-Top Dispenser Discharge tube (m) | microanalytix | dispensmate-bottle-top-dispenser-discharge-tube-m | FALSE | TRUE | 17400073 |  |  | FALSE | 0 | FALSE |  | FALSE | FALSE | 0 | TRUE | 10 | 1 | FALSE | 0 | FALSE |  | FALSE | 100 | 0 | 10 | TRUE | FALSE | 0 | 0 | 0 | FALSE | 6 | 0 | 10000 | FALSE | FALSE | 0 | 0 | 1 | 0 | FALSE | 1 | 10000 |  | FALSE | FALSE | FALSE | FALSE |  | FALSE | 72 | 72 | 0 | 36 | 42461 | 42490 | FALSE | 0 | 1000 | 0 | 0 | 0 | 0 | 42409.1151 | 41; | 18; | E:\w3server\microanalytix.com.au\httpdocs\content\images\thumbs\0012054_liquid-handling-dispensmate-bottle-top-dispenser-discharge-tube-m-17400073.jpeg
5 | 0 | TRUE | Liquid Handling DispensMate Bottle-Top Dispenser Filling tube (m) 17400021 | DispensMate Bottle-Top Dispenser Filling tube (m) | <!DOCTYPE html> <html> <head> </head> <body> <p>&nbsp;</p> <p><strong>Features</strong></p> <p>Excellent chemical resistance</p> <p>Fully autoclavable at 121℃</p> <p>Four ranges of bottletop dispenser covering a volume range from 0.5ml to 50ml</p> <p>Easy to clean and maintain</p> <p>The optional flexible discharge tube with safety handle permits fast and precise dispensing</p> <p>Made of PTFE、FEP、BSG、PP</p> <p>Vapour pressure Max. 500mbar,&nbsp; viscosity max. 500mm2/s, temperature max. 40℃, density max. 2.2g/cm3</p> <p>DispensMate plus is supplied with S40, GL32, GL38, GL25, GL28 sized adapters</p> <p>&nbsp;</p><p><strong>product information page download</strong><strong>&nbsp;</strong>&nbsp;:</p> <p>&nbsp;</p> <p>&nbsp; &nbsp; &nbsp; &nbsp; &nbsp;&nbsp;<a href="http://www.dlabsci.com/uploads/DLAB%20Catalogue.pdf" target="_blank"><img style="height: 165px; width: 125px; -moz-box-shadow: 2px 2px 5px #333333; -webkit-box-shadow: 2px 2px 5px #333333; box-shadow: 2px 2px 5px #333333;" src="http://www.microanalytix.co.nz/content/images/thumbs/DLAB.PNG" alt="" /></a></p> <p>&nbsp;</p> <p>&nbsp;</p> </body> </html> | 0 | 1 | FALSE | Microanalytix,Filter paper,Membrane,Syringe,ChromatographyDispensMate Bottle-Top Dispenser Filling tube (m) 17400021 | DispensMate Bottle-Top Dispenser Filling tube (m) | microanalytix | dispensmate-bottle-top-dispenser-filling-tube-m | FALSE | TRUE | 17400021 |  |  | FALSE | 0 | FALSE |  | FALSE | FALSE | 0 | TRUE | 10 | 1 | FALSE | 0 | FALSE |  | FALSE | 100 | 0 | 10 | TRUE | FALSE | 0 | 0 | 0 | FALSE | 6 | 0 | 10000 | FALSE | FALSE | 0 | 0 | 1 | 0 | FALSE | 1 | 10000 |  | FALSE | FALSE | FALSE | FALSE |  | FALSE | 56 | 56 | 0 | 30.6 | 42461 | 42490 | FALSE | 0 | 1000 | 0 | 0 | 0 | 0 | 42409.1144 | 41; | 18; | E:\w3server\microanalytix.com.au\httpdocs\content\images\thumbs\0012055_liquid-handling-dispensmate-bottle-top-dispenser-filling-tube-m-17400021.jpeg
5 | 0 | TRUE | Liquid Handling DispensMate Bottle-Top Dispenser GL25，Adapter，32/25mm 17400019 | DispensMate Bottle-Top Dispenser GL25，Adapter，32/25mm | <!DOCTYPE html> <html> <head> </head> <body> <p>&nbsp;</p> <p><strong>Features</strong></p> <p>Excellent chemical resistance</p> <p>Fully autoclavable at 121℃</p> <p>Four ranges of bottletop dispenser covering a volume range from 0.5ml to 50ml</p> <p>Easy to clean and maintain</p> <p>The optional flexible discharge tube with safety handle permits fast and precise dispensing</p> <p>Made of PTFE、FEP、BSG、PP</p> <p>Vapour pressure Max. 500mbar,&nbsp; viscosity max. 500mm2/s, temperature max. 40℃, density max. 2.2g/cm3</p> <p>DispensMate plus is supplied with S40, GL32, GL38, GL25, GL28 sized adapters</p> <p>&nbsp;</p><p><strong>product information page download</strong><strong>&nbsp;</strong>&nbsp;:</p> <p>&nbsp;</p> <p>&nbsp; &nbsp; &nbsp; &nbsp; &nbsp;&nbsp;<a href="http://www.dlabsci.com/uploads/DLAB%20Catalogue.pdf" target="_blank"><img style="height: 165px; width: 125px; -moz-box-shadow: 2px 2px 5px #333333; -webkit-box-shadow: 2px 2px 5px #333333; box-shadow: 2px 2px 5px #333333;" src="http://www.microanalytix.co.nz/content/images/thumbs/DLAB.PNG" alt="" /></a></p><p><strong>DispensMate Dispenser Chemical Compatibility download</strong><strong>&nbsp;</strong>&nbsp;:</p> <p>&nbsp;</p><a href="http://www.microanalytix.co.nz/content/files/Chem Comp chart top Dispenser DLab.pdf" target="_blank"><img style="height: 165px; width: 125px; -moz-box-shadow: 2px 2px 5px #333333; -webkit-box-shadow: 2px 2px 5px #333333; box-shadow: 2px 2px 5px #333333;" src="http://www.microanalytix.co.nz/content/images/thumbs/DispensMate Dispenser Chemical Compatibility.PNG" alt="DispensMate Dispenser Chemical Compatibility" /></a></p> <p>&nbsp;</p> <p>&nbsp;</p> </body> </html> | 0 | 1 | FALSE | Microanalytix,Filter paper,Membrane,Syringe,ChromatographyDispensMate Bottle-Top Dispenser GL25，Adapter，32/25mm 17400019 | DispensMate Bottle-Top Dispenser GL25，Adapter，32/25mm | microanalytix | dispensmate-bottle-top-dispenser-gl25adapter3225mm | FALSE | TRUE | 17400019 |  |  | FALSE | 0 | FALSE |  | FALSE | FALSE | 0 | TRUE | 10 | 1 | FALSE | 0 | FALSE |  | FALSE | 100 | 0 | 10 | TRUE | FALSE | 0 | 0 | 0 | FALSE | 6 | 0 | 10000 | FALSE | FALSE | 0 | 0 | 1 | 0 | FALSE | 1 | 10000 |  | FALSE | FALSE | FALSE | FALSE |  | FALSE | 20.8 | 20.8 | 0 | 10.8 | 42461 | 42490 | FALSE | 0 | 1000 | 0 | 0 | 0 | 0 | 42409.112 | 41; | 18; | E:\w3server\microanalytix.com.au\httpdocs\content\images\thumbs\0012056_liquid-handling-dispensmate-bottle-top-dispenser-gl25adapter3225mm-17400019.jpeg
5 | 0 | TRUE | Liquid Handling DispensMate Bottle-Top Dispenser GL28，Adapter，32/28mm 17400020 | DispensMate Bottle-Top Dispenser GL28，Adapter，32/28mm | <!DOCTYPE html> <html> <head> </head> <body> <p>&nbsp;</p> <p><strong>Features</strong></p> <p>Excellent chemical resistance</p> <p>Fully autoclavable at 121℃</p> <p>Four ranges of bottletop dispenser covering a volume range from 0.5ml to 50ml</p> <p>Easy to clean and maintain</p> <p>The optional flexible discharge tube with safety handle permits fast and precise dispensing</p> <p>Made of PTFE、FEP、BSG、PP</p> <p>Vapour pressure Max. 500mbar,&nbsp; viscosity max. 500mm2/s, temperature max. 40℃, density max. 2.2g/cm3</p> <p>DispensMate plus is supplied with S40, GL32, GL38, GL25, GL28 sized adapters</p> <p>&nbsp;</p><p><strong>product information page download</strong><strong>&nbsp;</strong>&nbsp;:</p> <p>&nbsp;</p> <p>&nbsp; &nbsp; &nbsp; &nbsp; &nbsp;&nbsp;<a href="http://www.dlabsci.com/uploads/DLAB%20Catalogue.pdf" target="_blank"><img style="height: 165px; width: 125px; -moz-box-shadow: 2px 2px 5px #333333; -webkit-box-shadow: 2px 2px 5px #333333; box-shadow: 2px 2px 5px #333333;" src="http://www.microanalytix.co.nz/content/images/thumbs/DLAB.PNG" alt="" /></a></p><p><strong>DispensMate Dispenser Chemical Compatibility download</strong><strong>&nbsp;</strong>&nbsp;:</p> <p>&nbsp;</p><a href="http://www.microanalytix.co.nz/content/files/Chem Comp chart top Dispenser DLab.pdf" target="_blank"><img style="height: 165px; width: 125px; -moz-box-shadow: 2px 2px 5px #333333; -webkit-box-shadow: 2px 2px 5px #333333; box-shadow: 2px 2px 5px #333333;" src="http://www.microanalytix.co.nz/content/images/thumbs/DispensMate Dispenser Chemical Compatibility.PNG" alt="DispensMate Dispenser Chemical Compatibility" /></a></p> <p>&nbsp;</p> <p>&nbsp;</p> </body> </html> | 0 | 1 | FALSE | Microanalytix,Filter paper,Membrane,Syringe,ChromatographyDispensMate Bottle-Top Dispenser GL28，Adapter，32/28mm 17400020 | DispensMate Bottle-Top Dispenser GL28，Adapter，32/28mm | microanalytix | dispensmate-bottle-top-dispenser-gl28adapter3228mm | FALSE | TRUE | 17400020 |  |  | FALSE | 0 | FALSE |  | FALSE | FALSE | 0 | TRUE | 10 | 1 | FALSE | 0 | FALSE |  | FALSE | 100 | 0 | 10 | TRUE | FALSE | 0 | 0 | 0 | FALSE | 6 | 0 | 10000 | FALSE | FALSE | 0 | 0 | 1 | 0 | FALSE | 1 | 10000 |  | FALSE | FALSE | FALSE | FALSE |  | FALSE | 20.8 | 20.8 | 0 | 10.8 | 42461 | 42490 | FALSE | 0 | 1000 | 0 | 0 | 0 | 0 | 42409.1124 | 41; | 18; | E:\w3server\microanalytix.com.au\httpdocs\content\images\thumbs\0012057_liquid-handling-dispensmate-bottle-top-dispenser-gl28adapter3228mm-17400020.jpeg
5 | 0 | TRUE | Liquid Handling DispensMate Bottle-Top Dispenser GL32，Adapter，45/32mm 17400017 | DispensMate Bottle-Top Dispenser GL32，Adapter，45/32mm | <!DOCTYPE html> <html> <head> </head> <body> <p>&nbsp;</p> <p><strong>Features</strong></p> <p>Excellent chemical resistance</p> <p>Fully autoclavable at 121℃</p> <p>Four ranges of bottletop dispenser covering a volume range from 0.5ml to 50ml</p> <p>Easy to clean and maintain</p> <p>The optional flexible discharge tube with safety handle permits fast and precise dispensing</p> <p>Made of PTFE、FEP、BSG、PP</p> <p>Vapour pressure Max. 500mbar,&nbsp; viscosity max. 500mm2/s, temperature max. 40℃, density max. 2.2g/cm3</p> <p>DispensMate plus is supplied with S40, GL32, GL38, GL25, GL28 sized adapters</p> <p>&nbsp;</p><p><strong>product information page download</strong><strong>&nbsp;</strong>&nbsp;:</p> <p>&nbsp;</p> <p>&nbsp; &nbsp; &nbsp; &nbsp; &nbsp;&nbsp;<a href="http://www.dlabsci.com/uploads/DLAB%20Catalogue.pdf" target="_blank"><img style="height: 165px; width: 125px; -moz-box-shadow: 2px 2px 5px #333333; -webkit-box-shadow: 2px 2px 5px #333333; box-shadow: 2px 2px 5px #333333;" src="http://www.microanalytix.co.nz/content/images/thumbs/DLAB.PNG" alt="" /></a></p><p><strong>DispensMate Dispenser Chemical Compatibility download</strong><strong>&nbsp;</strong>&nbsp;:</p> <p>&nbsp;</p><a href="http://www.microanalytix.co.nz/content/files/Chem Comp chart top Dispenser DLab.pdf" target="_blank"><img style="height: 165px; width: 125px; -moz-box-shadow: 2px 2px 5px #333333; -webkit-box-shadow: 2px 2px 5px #333333; box-shadow: 2px 2px 5px #333333;" src="http://www.microanalytix.co.nz/content/images/thumbs/DispensMate Dispenser Chemical Compatibility.PNG" alt="DispensMate Dispenser Chemical Compatibility" /></a></p> <p>&nbsp;</p> <p>&nbsp;</p> </body> </html> | 0 | 1 | FALSE | Microanalytix,Filter paper,Membrane,Syringe,ChromatographyDispensMate Bottle-Top Dispenser GL32，Adapter，45/32mm 17400017 | DispensMate Bottle-Top Dispenser GL32，Adapter，45/32mm | microanalytix | dispensmate-bottle-top-dispenser-gl32adapter4532mm | FALSE | TRUE | 17400017 |  |  | FALSE | 0 | FALSE |  | FALSE | FALSE | 0 | TRUE | 10 | 1 | FALSE | 0 | FALSE |  | FALSE | 100 | 0 | 10 | TRUE | FALSE | 0 | 0 | 0 | FALSE | 6 | 0 | 10000 | FALSE | FALSE | 0 | 0 | 1 | 0 | FALSE | 1 | 10000 |  | FALSE | FALSE | FALSE | FALSE |  | FALSE | 20.8 | 20.8 | 0 | 10.8 | 42461 | 42490 | FALSE | 0 | 1000 | 0 | 0 | 0 | 0 | 42409.1114 | 41; | 18; | E:\w3server\microanalytix.com.au\httpdocs\content\images\thumbs\0003301_dispensmate-bottle-top-dispenser-gl32adapter4532mm.gif
5 | 0 | TRUE | Liquid Handling DispensMate Bottle-Top Dispenser GL38，Adapter，45/38mm 17400018 | DispensMate Bottle-Top Dispenser GL38，Adapter，45/38mm | <!doctype HTML> <html><head></head><body><p>&nbsp;</p> <p><strong>Features</strong></p> <p>Excellent chemical resistance</p> <p>Fully autoclavable at 121℃</p> <p>Four ranges of bottletop dispenser covering a volume range from 0.5ml to 50ml</p> <p>Easy to clean and maintain</p> <p>The optional flexible discharge tube with safety handle permits fast and precise dispensing</p> <p>Made of PTFE、FEP、BSG、PP</p> <p>Vapour pressure Max. 500mbar,&nbsp; viscosity max. 500mm2/s, temperature max. 40℃, density max. 2.2g/cm3</p> <p>DispensMate plus is supplied with S40, GL32, GL38, GL25, GL28 sized adapters</p> <p>&nbsp;</p><p><strong>product information page download</strong><strong>&nbsp;</strong>&nbsp;:</p> <p>&nbsp;</p> <p>&nbsp; &nbsp; &nbsp; &nbsp; &nbsp;&nbsp;<a href="http://www.dlabsci.com/uploads/DLAB%20Catalogue.pdf" target="_blank"><img style="height: 165px; width: 125px; -moz-box-shadow: 2px 2px 5px #333333; -webkit-box-shadow: 2px 2px 5px #333333; box-shadow: 2px 2px 5px #333333;" src="http://www.microanalytix.co.nz/content/images/thumbs/DLAB.PNG" alt="" /></a></p><p><strong>DispensMate Dispenser Chemical Compatibility download</strong><strong>&nbsp;</strong>&nbsp;:</p> <p>&nbsp;</p><a href="http://www.microanalytix.co.nz/content/files/Chem Comp chart top Dispenser DLab.pdf" target="_blank"><img style="height: 165px; width: 125px; -moz-box-shadow: 2px 2px 5px #333333; -webkit-box-shadow: 2px 2px 5px #333333; box-shadow: 2px 2px 5px #333333;" src="http://www.microanalytix.co.nz/content/images/thumbs/DispensMate Dispenser Chemical Compatibility.PNG" alt="DispensMate Dispenser Chemical Compatibility" /></a></p> <p>&nbsp;</p> <p>&nbsp;</p></body></html> | 0 | 1 | FALSE | Microanalytix,Filter paper,Membrane,Syringe,ChromatographyDispensMate Bottle-Top Dispenser GL38，Adapter，45/38mm 17400018 | DispensMate Bottle-Top Dispenser GL38，Adapter，45/38mm | microanalytix | dispensmate-bottle-top-dispenser-gl38adapter4538mm | FALSE | TRUE | 17400018 |  |  | FALSE | 0 | FALSE |  | FALSE | FALSE | 0 | TRUE | 10 | 1 | FALSE | 0 | FALSE |  | FALSE | 100 | 0 | 10 | TRUE | FALSE | 0 | 0 | 0 | FALSE | 6 | 0 | 10000 | FALSE | FALSE | 0 | 0 | 1 | 0 | FALSE | 1 | 10000 |  | FALSE | FALSE | FALSE | FALSE |  | FALSE | 20.8 | 20.8 | 0 | 10.8 | 42461 | 42490 | FALSE | 0 | 1000 | 0 | 0 | 0 | 0 | 42409.1117 | 41; | 18; | E:\w3server\microanalytix.com.au\httpdocs\content\images\thumbs\0003302_dispensmate-bottle-top-dispenser-gl38adapter4538mm.gif
5 | 0 | TRUE | Liquid Handling DispensMate Bottle-Top Dispenser S40，Adapter，45/40mm 17000069 | DispensMate Bottle-Top Dispenser S40，Adapter，45/40mm | <!doctype HTML> <html><head></head><body><p>&nbsp;</p> <p><strong>Features</strong></p> <p>Excellent chemical resistance</p> <p>Fully autoclavable at 121℃</p> <p>Four ranges of bottletop dispenser covering a volume range from 0.5ml to 50ml</p> <p>Easy to clean and maintain</p> <p>The optional flexible discharge tube with safety handle permits fast and precise dispensing</p> <p>Made of PTFE、FEP、BSG、PP</p> <p>Vapour pressure Max. 500mbar,&nbsp; viscosity max. 500mm2/s, temperature max. 40℃, density max. 2.2g/cm3</p> <p>DispensMate plus is supplied with S40, GL32, GL38, GL25, GL28 sized adapters</p> <p>&nbsp;</p><p><strong>product information page download</strong><strong>&nbsp;</strong>&nbsp;:</p> <p>&nbsp;</p> <p>&nbsp; &nbsp; &nbsp; &nbsp; &nbsp;&nbsp;<a href="http://www.dlabsci.com/uploads/DLAB%20Catalogue.pdf" target="_blank"><img style="height: 165px; width: 125px; -moz-box-shadow: 2px 2px 5px #333333; -webkit-box-shadow: 2px 2px 5px #333333; box-shadow: 2px 2px 5px #333333;" src="http://www.microanalytix.co.nz/content/images/thumbs/DLAB.PNG" alt="" /></a></p> <p>&nbsp;</p><p><strong>DispensMate Dispenser Chemical Compatibility download</strong><strong>&nbsp;</strong>&nbsp;:</p> <p>&nbsp;</p><a href="http://www.microanalytix.co.nz/content/files/Chem Comp chart top Dispenser DLab.pdf" target="_blank"><img style="height: 165px; width: 125px; -moz-box-shadow: 2px 2px 5px #333333; -webkit-box-shadow: 2px 2px 5px #333333; box-shadow: 2px 2px 5px #333333;" src="http://www.microanalytix.co.nz/content/images/thumbs/DispensMate Dispenser Chemical Compatibility.PNG" alt="DispensMate Dispenser Chemical Compatibility" /></a></p> <p>&nbsp;</p></body></html> | 0 | 1 | FALSE | Microanalytix,Filter paper,Membrane,Syringe,ChromatographyDispensMate Bottle-Top Dispenser S40，Adapter，45/40mm 17000069 | DispensMate Bottle-Top Dispenser S40，Adapter，45/40mm | microanalytix | dispensmate-bottle-top-dispenser-s40adapter4540mm | FALSE | TRUE | 17000069 |  |  | FALSE | 0 | FALSE |  | FALSE | FALSE | 0 | TRUE | 10 | 1 | FALSE | 0 | FALSE |  | FALSE | 100 | 0 | 10 | TRUE | FALSE | 0 | 0 | 0 | FALSE | 6 | 0 | 10000 | FALSE | FALSE | 0 | 0 | 1 | 0 | FALSE | 1 | 10000 |  | FALSE | FALSE | FALSE | FALSE |  | FALSE | 20.8 | 20.8 | 0 | 10.8 | 42461 | 42490 | FALSE | 0 | 1000 | 0 | 0 | 0 | 0 | 42409.0843 | 41; | 18; | E:\w3server\microanalytix.com.au\httpdocs\content\images\thumbs\0003300_dispensmate-bottle-top-dispenser-s40adapter4540mm.gif
5 | 0 | TRUE | Liquid Handling Micropipette 2-10ml Dragon pipette 712111330000 | Dragon Pipettor MicroPette manually adjustable volume Lab Equipment 2-10ml autoclavable Pipette | <!DOCTYPE html> <html> <head> </head> <body> <p><strong>product information page download</strong><strong>&nbsp;</strong>&nbsp;:</p> <p>&nbsp;</p> <p>&nbsp; &nbsp; &nbsp; &nbsp; &nbsp;&nbsp;<a href="http://www.dlabsci.com/uploads/DLAB%20Catalogue.pdf" target="_blank"><img style="height: 165px; width: 125px; -moz-box-shadow: 2px 2px 5px #333333; -webkit-box-shadow: 2px 2px 5px #333333; box-shadow: 2px 2px 5px #333333;" src="http://www.microanalytix.co.nz/content/images/thumbs/DLAB.PNG" alt="" /></a></p> <p>&nbsp;</p><p><strong>DispensMate Dispenser Chemical Compatibility download</strong><strong>&nbsp;</strong>&nbsp;:</p> <p>&nbsp;</p><a href="http://www.microanalytix.co.nz/content/files/Chem Comp chart top Dispenser DLab.pdf" target="_blank"><img style="height: 165px; width: 125px; -moz-box-shadow: 2px 2px 5px #333333; -webkit-box-shadow: 2px 2px 5px #333333; box-shadow: 2px 2px 5px #333333;" src="http://www.microanalytix.co.nz/content/images/thumbs/DispensMate Dispenser Chemical Compatibility.PNG" alt="DispensMate Dispenser Chemical Compatibility" /></a></p> <p>&nbsp;</p> </body> </html> | 0 | 1 | FALSE | Microanalytix,Filter paper,Membrane,Syringe,Chromatography2-10ml Dragon pipette 712111330000 | Dragon Pipettor MicroPette manually adjustable volume Lab Equipment 2-10ml autoclavable Pipette | microanalytix | 2-10ml-dragon-pipette | FALSE | TRUE | 712111330000 |  |  | FALSE | 0 | FALSE |  | FALSE | FALSE | 0 | TRUE | 10 | 1 | FALSE | 0 | FALSE |  | FALSE | 100 | 0 | 10 | TRUE | FALSE | 0 | 0 | 0 | FALSE | 6 | 0 | 10000 | FALSE | FALSE | 0 | 0 | 1 | 0 | FALSE | 1 | 10000 |  | FALSE | FALSE | FALSE | FALSE |  | FALSE | 260 | 260 | 0 |  |  |  | FALSE | 0 | 1000 | 0 | 0 | 0 | 0 | 42409.0643 | 114; | 18; | E:\w3server\microanalytix.com.au\httpdocs\content\images\thumbs\0003286_2-10ml-dragon-pipette.jpeg | E:\w3server\microanalytix.com.au\httpdocs\content\images\thumbs\0003287_2-10ml-dragon-pipette.jpeg
5 | 0 | TRUE | Liquid Handling Micropipette Micropipette Plus 1000uL 713111170000 | Autoclavable Pipette (Adjustable & Fixed) 1000ul | <!DOCTYPE html> <html> <head> </head> <body> <p><strong>product information page download</strong><strong>&nbsp;</strong>&nbsp;:</p> <p>&nbsp;</p> <p>&nbsp; &nbsp; &nbsp; &nbsp; &nbsp;&nbsp;<a href="http://www.dlabsci.com/uploads/DLAB%20Catalogue.pdf" target="_blank"><img style="height: 165px; width: 125px; -moz-box-shadow: 2px 2px 5px #333333; -webkit-box-shadow: 2px 2px 5px #333333; box-shadow: 2px 2px 5px #333333;" src="http://www.microanalytix.co.nz/content/images/thumbs/DLAB.PNG" alt="" /></a></p><p><strong>DispensMate Dispenser Chemical Compatibility download</strong><strong>&nbsp;</strong>&nbsp;:</p> <p>&nbsp;</p><a href="http://www.microanalytix.co.nz/content/files/Chem Comp chart top Dispenser DLab.pdf" target="_blank"><img style="height: 165px; width: 125px; -moz-box-shadow: 2px 2px 5px #333333; -webkit-box-shadow: 2px 2px 5px #333333; box-shadow: 2px 2px 5px #333333;" src="http://www.microanalytix.co.nz/content/images/thumbs/DispensMate Dispenser Chemical Compatibility.PNG" alt="DispensMate Dispenser Chemical Compatibility" /></a></p> <p>&nbsp;</p> <p>&nbsp;</p> </body> </html> | 0 | 1 | FALSE | Microanalytix,Filter paper,Membrane,Syringe,ChromatographyMicropipette Plus 1000uL 713111170000 | Autoclavable Pipette (Adjustable & Fixed) 1000ul | microanalytix | micropipette-plus-1000ul | FALSE | TRUE | 713111170000 |  |  | FALSE | 0 | FALSE |  | FALSE | FALSE | 0 | TRUE | 10 | 1 | FALSE | 0 | FALSE |  | FALSE | 100 | 0 | 10 | TRUE | FALSE | 0 | 0 | 0 | FALSE | 6 | 0 | 10000 | FALSE | FALSE | 0 | 0 | 1 | 0 | FALSE | 1 | 10000 |  | FALSE | FALSE | FALSE | FALSE |  | FALSE | 260 | 260 | 0 |  |  |  | FALSE | 0 | 1000 | 0 | 0 | 0 | 0 | 42409.0739 | 114; | 18; | E:\w3server\microanalytix.com.au\httpdocs\content\images\thumbs\0003291_micropipette-plus-1000ul.jpeg
5 | 0 | TRUE | MicroPette plus 0.5-10ul 7131110400 | MicroPette plus 0.5-10ul | <!DOCTYPE html> <html> <head> <style> td{border:1px solid #ccc} </style> </head> <body> <p style="line-height: 22px;">&bull; Fully autoclavable</p> <p>&nbsp;</p> <p style="line-height: 22px;">&bull; Ergonomic design provides excellent operating experience</p> <p>&nbsp;</p> <p style="line-height: 22px;">&bull; Easy-to-read volume display</p> <p>&nbsp;</p> <p style="line-height: 22px;">&bull; The pipettes cover volume range from 0.1&mu;L to 10mL</p> <p>&nbsp;</p> <p style="line-height: 22px;">&bull; Easy calibration and maintenance</p> <p>&nbsp;</p> <p style="line-height: 22px;">&bull; Manufactured from innovative materials</p> <p>&nbsp;</p> <p style="line-height: 22px;">&bull; Each MicroPette PLUS is supplied with an individual calibration certificate according to ISO8655</p> <p>&nbsp;</p> <table style="height: 256px;" border="3" width="656"><caption>&nbsp;</caption> <tbody style="border: 1px solid black;"> <tr style="background-color: #5bd237; color: white;"> <td width="44%"> <p><strong>Advantages for the user</strong></p> </td> <td width="53%"> <p><strong>Features</strong></p> </td> </tr> <tr> <td width="46%"> <p><strong>High Accuracy</strong></p> </td> <td width="53%"> <p>&nbsp;Manually calibrated and also certified ac-complishing ISO8655 standards.</p> </td> </tr> <tr> <td width="46%"> <p><strong>Wide volume range</strong></p> </td> <td width="53%"> <p>&nbsp;Covers all volume ranges in the lab &nbsp;from&nbsp;0.1&micro;L to 10ml</p> </td> </tr> <tr> <td width="46%"> <p><strong>Long working life</strong></p> </td> <td width="53%"> <p>&nbsp;Made up of chemically-resistant materials&nbsp;to secure long lifetime</p> </td> </tr> <tr> <td width="46%"> <p><strong>Reduces the danger of contamination</strong></p> </td> <td width="53%"> <p>&nbsp;Fully autoclavable (MicroPette plus version)</p> </td> </tr> <tr> <td width="46%"> <p><strong>Free software for calibration&nbsp;</strong></p> </td> <td width="53%"> <p>&nbsp;Downloadable &nbsp; available in our webpage</p> </td> </tr> </tbody> </table><p><strong>product information page download</strong><strong>&nbsp;</strong>&nbsp;:</p> <p>&nbsp;</p> <p>&nbsp; &nbsp; &nbsp; &nbsp; &nbsp;&nbsp;<a href="http://www.dlabsci.com/uploads/DLAB%20Catalogue.pdf" target="_blank"><img style="height: 165px; width: 125px; -moz-box-shadow: 2px 2px 5px #333333; -webkit-box-shadow: 2px 2px 5px #333333; box-shadow: 2px 2px 5px #333333;" src="http://www.microanalytix.co.nz/content/images/thumbs/DLAB.PNG" alt="" /></a></p><p><strong>DispensMate Dispenser Chemical Compatibility download</strong><strong>&nbsp;</strong>&nbsp;:</p> <p>&nbsp;</p><a href="http://www.microanalytix.co.nz/content/files/Chem Comp chart top Dispenser DLab.pdf" target="_blank"><img style="height: 165px; width: 125px; -moz-box-shadow: 2px 2px 5px #333333; -webkit-box-shadow: 2px 2px 5px #333333; box-shadow: 2px 2px 5px #333333;" src="http://www.microanalytix.co.nz/content/images/thumbs/DispensMate Dispenser Chemical Compatibility.PNG" alt="DispensMate Dispenser Chemical Compatibility" /></a></p> <p>&nbsp;</p> <p>&nbsp;</p> </body> </html> | 0 | 1 | FALSE |  |  |  | micropette-plus-05-10ul-7131110400 | FALSE | TRUE | 7131110400 |  |  | FALSE | 0 | FALSE |  | FALSE | FALSE | 0 | TRUE | 10 | 1 | FALSE | 0 | FALSE |  | FALSE | 100 | 0 | 10 | TRUE | FALSE | 0 | 0 | 0 | FALSE | 6 | 0 | 10000 | FALSE | FALSE | 0 | 0 | 1 | 0 | FALSE | 1 | 10000 |  | FALSE | FALSE | FALSE | FALSE |  | FALSE | 244 | 244 | 0 | 195 | 42865 | 42916 | FALSE | 0 | 1000 | 0 | 0 | 0 | 0 | 42865.1946 | 48; | 18; | E:\w3server\microanalytix.com.au\httpdocs\content\images\thumbs\0010855_micropette-plus-05-10ul-7131110400.jpeg
5 | 0 | TRUE | MicroPette Plus 1000-5000ul 7030201017 | MicroPette Plus 1000-5000ul | <!DOCTYPE html> <html> <head> <style> td{border:1px solid #ccc} </style> </head> <body> <p style="line-height: 22px;">&bull; Fully autoclavable</p> <p>&nbsp;</p> <p style="line-height: 22px;">&bull; Ergonomic design provides excellent operating experience</p> <p>&nbsp;</p> <p style="line-height: 22px;">&bull; Easy-to-read volume display</p> <p>&nbsp;</p> <p style="line-height: 22px;">&bull; The pipettes cover volume range from 0.1&mu;L to 10mL</p> <p>&nbsp;</p> <p style="line-height: 22px;">&bull; Easy calibration and maintenance</p> <p>&nbsp;</p> <p style="line-height: 22px;">&bull; Manufactured from innovative materials</p> <p>&nbsp;</p> <p style="line-height: 22px;">&bull; Each MicroPette PLUS is supplied with an individual calibration certificate according to ISO8655</p> <p>&nbsp;</p> <table style="height: 256px;" border="3" width="656"><caption>&nbsp;</caption> <tbody style="border: 1px solid black;"> <tr style="background-color: #5bd237; color: white;"> <td width="44%"> <p><strong>Advantages for the user</strong></p> </td> <td width="53%"> <p><strong>Features</strong></p> </td> </tr> <tr> <td width="46%"> <p><strong>High Accuracy</strong></p> </td> <td width="53%"> <p>&nbsp;Manually calibrated and also certified ac-complishing ISO8655 standards.</p> </td> </tr> <tr> <td width="46%"> <p><strong>Wide volume range</strong></p> </td> <td width="53%"> <p>&nbsp;Covers all volume ranges in the lab &nbsp;from&nbsp;0.1&micro;L to 10ml</p> </td> </tr> <tr> <td width="46%"> <p><strong>Long working life</strong></p> </td> <td width="53%"> <p>&nbsp;Made up of chemically-resistant materials&nbsp;to secure long lifetime</p> </td> </tr> <tr> <td width="46%"> <p><strong>Reduces the danger of contamination</strong></p> </td> <td width="53%"> <p>&nbsp;Fully autoclavable (MicroPette plus version)</p> </td> </tr> <tr> <td width="46%"> <p><strong>Free software for calibration&nbsp;</strong></p> </td> <td width="53%"> <p>&nbsp;Downloadable &nbsp; available in our webpage</p> </td> </tr> </tbody> </table><p><strong>product information page download</strong><strong>&nbsp;</strong>&nbsp;:</p> <p>&nbsp;</p> <p>&nbsp; &nbsp; &nbsp; &nbsp; &nbsp;&nbsp;<a href="http://www.dlabsci.com/uploads/DLAB%20Catalogue.pdf" target="_blank"><img style="height: 165px; width: 125px; -moz-box-shadow: 2px 2px 5px #333333; -webkit-box-shadow: 2px 2px 5px #333333; box-shadow: 2px 2px 5px #333333;" src="http://www.microanalytix.co.nz/content/images/thumbs/DLAB.PNG" alt="" /></a></p><p><strong>DispensMate Dispenser Chemical Compatibility download</strong><strong>&nbsp;</strong>&nbsp;:</p> <p>&nbsp;</p><a href="http://www.microanalytix.co.nz/content/files/Chem Comp chart top Dispenser DLab.pdf" target="_blank"><img style="height: 165px; width: 125px; -moz-box-shadow: 2px 2px 5px #333333; -webkit-box-shadow: 2px 2px 5px #333333; box-shadow: 2px 2px 5px #333333;" src="http://www.microanalytix.co.nz/content/images/thumbs/DispensMate Dispenser Chemical Compatibility.PNG" alt="DispensMate Dispenser Chemical Compatibility" /></a></p> <p>&nbsp;</p> <p>&nbsp;</p> </body> </html> | 0 | 1 | FALSE |  |  |  | micropette-plus-1000-5000ul-7030201017 | FALSE | TRUE | 7030201017 |  |  | FALSE | 0 | FALSE |  | FALSE | FALSE | 0 | TRUE | 10 | 1 | FALSE | 0 | FALSE |  | FALSE | 100 | 0 | 10 | TRUE | FALSE | 0 | 0 | 0 | FALSE | 6 | 0 | 10000 | FALSE | FALSE | 0 | 0 | 1 | 0 | FALSE | 1 | 10000 |  | FALSE | FALSE | FALSE | FALSE |  | FALSE | 244 | 244 | 0 | 195 | 42865 | 42916 | FALSE | 0 | 1000 | 0 | 0 | 0 | 0 | 42865.2052 | 48; | 18; | E:\w3server\microanalytix.com.au\httpdocs\content\images\thumbs\0010859_micropette-plus-1000-5000ul-7030201017.jpeg
5 | 0 | TRUE | MicroPette Plus 200-1000ul 7131110700 | MicroPette Plus 200-1000ul | <!DOCTYPE html> <html> <head> <style> td{border:1px solid #ccc} </style> </head> <body> <p style="line-height: 22px;">&bull; Fully autoclavable</p> <p>&nbsp;</p> <p style="line-height: 22px;">&bull; Ergonomic design provides excellent operating experience</p> <p>&nbsp;</p> <p style="line-height: 22px;">&bull; Easy-to-read volume display</p> <p>&nbsp;</p> <p style="line-height: 22px;">&bull; The pipettes cover volume range from 0.1&mu;L to 10mL</p> <p>&nbsp;</p> <p style="line-height: 22px;">&bull; Easy calibration and maintenance</p> <p>&nbsp;</p> <p style="line-height: 22px;">&bull; Manufactured from innovative materials</p> <p>&nbsp;</p> <p style="line-height: 22px;">&bull; Each MicroPette PLUS is supplied with an individual calibration certificate according to ISO8655</p> <p>&nbsp;</p> <table style="height: 256px;" border="3" width="656"><caption>&nbsp;</caption> <tbody style="border: 1px solid black;"> <tr style="background-color: #5bd237; color: white;"> <td width="44%"> <p><strong>Advantages for the user</strong></p> </td> <td width="53%"> <p><strong>Features</strong></p> </td> </tr> <tr> <td width="46%"> <p><strong>High Accuracy</strong></p> </td> <td width="53%"> <p>&nbsp;Manually calibrated and also certified ac-complishing ISO8655 standards.</p> </td> </tr> <tr> <td width="46%"> <p><strong>Wide volume range</strong></p> </td> <td width="53%"> <p>&nbsp;Covers all volume ranges in the lab &nbsp;from&nbsp;0.1&micro;L to 10ml</p> </td> </tr> <tr> <td width="46%"> <p><strong>Long working life</strong></p> </td> <td width="53%"> <p>&nbsp;Made up of chemically-resistant materials&nbsp;to secure long lifetime</p> </td> </tr> <tr> <td width="46%"> <p><strong>Reduces the danger of contamination</strong></p> </td> <td width="53%"> <p>&nbsp;Fully autoclavable (MicroPette plus version)</p> </td> </tr> <tr> <td width="46%"> <p><strong>Free software for calibration&nbsp;</strong></p> </td> <td width="53%"> <p>&nbsp;Downloadable &nbsp; available in our webpage</p> </td> </tr> </tbody> </table><p><strong>product information page download</strong><strong>&nbsp;</strong>&nbsp;:</p> <p>&nbsp;</p> <p>&nbsp; &nbsp; &nbsp; &nbsp; &nbsp;&nbsp;<a href="http://www.dlabsci.com/uploads/DLAB%20Catalogue.pdf" target="_blank"><img style="height: 165px; width: 125px; -moz-box-shadow: 2px 2px 5px #333333; -webkit-box-shadow: 2px 2px 5px #333333; box-shadow: 2px 2px 5px #333333;" src="http://www.microanalytix.co.nz/content/images/thumbs/DLAB.PNG" alt="" /></a></p><p><strong>DispensMate Dispenser Chemical Compatibility download</strong><strong>&nbsp;</strong>&nbsp;:</p> <p>&nbsp;</p><a href="http://www.microanalytix.co.nz/content/files/Chem Comp chart top Dispenser DLab.pdf" target="_blank"><img style="height: 165px; width: 125px; -moz-box-shadow: 2px 2px 5px #333333; -webkit-box-shadow: 2px 2px 5px #333333; box-shadow: 2px 2px 5px #333333;" src="http://www.microanalytix.co.nz/content/images/thumbs/DispensMate Dispenser Chemical Compatibility.PNG" alt="DispensMate Dispenser Chemical Compatibility" /></a></p> <p>&nbsp;</p> <p>&nbsp;</p> </body> </html> | 0 | 1 | FALSE |  |  |  | micropette-plus-200-1000ul-7131110700 | FALSE | TRUE | 7131110700 |  |  | FALSE | 0 | FALSE |  | FALSE | FALSE | 0 | TRUE | 10 | 1 | FALSE | 0 | FALSE |  | FALSE | 100 | 0 | 10 | TRUE | FALSE | 0 | 0 | 0 | FALSE | 6 | 0 | 10000 | FALSE | FALSE | 0 | 0 | 1 | 0 | FALSE | 1 | 10000 |  | FALSE | FALSE | FALSE | FALSE |  | FALSE | 244 | 244 | 0 | 195 | 42865 | 42916 | FALSE | 0 | 1000 | 0 | 0 | 0 | 0 | 42865.2013 | 48; | 18; | E:\w3server\microanalytix.com.au\httpdocs\content\images\thumbs\0010858_micropette-plus-200-1000ul-7131110700.jpeg
5 | 0 | TRUE | MicroPette Plus 20-200ul 7131110600 | MicroPette Plus 20-200ul | <!DOCTYPE html> <html> <head> <style> td{border:1px solid #ccc} </style> </head> <body> <p style="line-height: 22px;">&bull; Fully autoclavable</p> <p>&nbsp;</p> <p style="line-height: 22px;">&bull; Ergonomic design provides excellent operating experience</p> <p>&nbsp;</p> <p style="line-height: 22px;">&bull; Easy-to-read volume display</p> <p>&nbsp;</p> <p style="line-height: 22px;">&bull; The pipettes cover volume range from 0.1&mu;L to 10mL</p> <p>&nbsp;</p> <p style="line-height: 22px;">&bull; Easy calibration and maintenance</p> <p>&nbsp;</p> <p style="line-height: 22px;">&bull; Manufactured from innovative materials</p> <p>&nbsp;</p> <p style="line-height: 22px;">&bull; Each MicroPette PLUS is supplied with an individual calibration certificate according to ISO8655</p> <p>&nbsp;</p> <table style="height: 256px;" border="3" width="656"><caption>&nbsp;</caption> <tbody style="border: 1px solid black;"> <tr style="background-color: #5bd237; color: white;"> <td width="44%"> <p><strong>Advantages for the user</strong></p> </td> <td width="53%"> <p><strong>Features</strong></p> </td> </tr> <tr> <td width="46%"> <p><strong>High Accuracy</strong></p> </td> <td width="53%"> <p>&nbsp;Manually calibrated and also certified ac-complishing ISO8655 standards.</p> </td> </tr> <tr> <td width="46%"> <p><strong>Wide volume range</strong></p> </td> <td width="53%"> <p>&nbsp;Covers all volume ranges in the lab &nbsp;from&nbsp;0.1&micro;L to 10ml</p> </td> </tr> <tr> <td width="46%"> <p><strong>Long working life</strong></p> </td> <td width="53%"> <p>&nbsp;Made up of chemically-resistant materials&nbsp;to secure long lifetime</p> </td> </tr> <tr> <td width="46%"> <p><strong>Reduces the danger of contamination</strong></p> </td> <td width="53%"> <p>&nbsp;Fully autoclavable (MicroPette plus version)</p> </td> </tr> <tr> <td width="46%"> <p><strong>Free software for calibration&nbsp;</strong></p> </td> <td width="53%"> <p>&nbsp;Downloadable &nbsp; available in our webpage</p> </td> </tr> </tbody> </table><p><strong>product information page download</strong><strong>&nbsp;</strong>&nbsp;:</p> <p>&nbsp;</p> <p>&nbsp; &nbsp; &nbsp; &nbsp; &nbsp;&nbsp;<a href="http://www.dlabsci.com/uploads/DLAB%20Catalogue.pdf" target="_blank"><img style="height: 165px; width: 125px; -moz-box-shadow: 2px 2px 5px #333333; -webkit-box-shadow: 2px 2px 5px #333333; box-shadow: 2px 2px 5px #333333;" src="http://www.microanalytix.co.nz/content/images/thumbs/DLAB.PNG" alt="" /></a></p> <p>&nbsp;</p> <p>&nbsp;</p> </body> </html> | 0 | 1 | FALSE |  |  |  | micropette-plus-20-200ul-7131110600 | FALSE | TRUE | 7131110600 |  |  | FALSE | 0 | FALSE |  | FALSE | FALSE | 0 | TRUE | 10 | 1 | FALSE | 0 | FALSE |  | FALSE | 100 | 0 | 10 | TRUE | FALSE | 0 | 0 | 0 | FALSE | 6 | 0 | 10000 | FALSE | FALSE | 0 | 0 | 1 | 0 | FALSE | 1 | 10000 |  | FALSE | FALSE | FALSE | FALSE |  | FALSE | 244 | 244 | 0 | 195 | 42865 | 42916 | FALSE | 0 | 1000 | 0 | 0 | 0 | 0 | 42865.2005 | 48; | 18; | E:\w3server\microanalytix.com.au\httpdocs\content\images\thumbs\0010857_micropette-plus-20-200ul-7131110600.jpeg
5 | 0 | TRUE | MicroPette Plus 2-10ml 7030201033 | MicroPette Plus 2-10ml | <!DOCTYPE html> <html> <head> <style> td{border:1px solid #ccc} </style> </head> <body> <p style="line-height: 22px;">&bull; Fully autoclavable</p> <p>&nbsp;</p> <p style="line-height: 22px;">&bull; Ergonomic design provides excellent operating experience</p> <p>&nbsp;</p> <p style="line-height: 22px;">&bull; Easy-to-read volume display</p> <p>&nbsp;</p> <p style="line-height: 22px;">&bull; The pipettes cover volume range from 0.1&mu;L to 10mL</p> <p>&nbsp;</p> <p style="line-height: 22px;">&bull; Easy calibration and maintenance</p> <p>&nbsp;</p> <p style="line-height: 22px;">&bull; Manufactured from innovative materials</p> <p>&nbsp;</p> <p style="line-height: 22px;">&bull; Each MicroPette PLUS is supplied with an individual calibration certificate according to ISO8655</p> <p>&nbsp;</p> <table style="height: 256px;" border="3" width="656"><caption>&nbsp;</caption> <tbody style="border: 1px solid black;"> <tr style="background-color: #5bd237; color: white;"> <td width="44%"> <p><strong>Advantages for the user</strong></p> </td> <td width="53%"> <p><strong>Features</strong></p> </td> </tr> <tr> <td width="46%"> <p><strong>High Accuracy</strong></p> </td> <td width="53%"> <p>&nbsp;Manually calibrated and also certified ac-complishing ISO8655 standards.</p> </td> </tr> <tr> <td width="46%"> <p><strong>Wide volume range</strong></p> </td> <td width="53%"> <p>&nbsp;Covers all volume ranges in the lab &nbsp;from&nbsp;0.1&micro;L to 10ml</p> </td> </tr> <tr> <td width="46%"> <p><strong>Long working life</strong></p> </td> <td width="53%"> <p>&nbsp;Made up of chemically-resistant materials&nbsp;to secure long lifetime</p> </td> </tr> <tr> <td width="46%"> <p><strong>Reduces the danger of contamination</strong></p> </td> <td width="53%"> <p>&nbsp;Fully autoclavable (MicroPette plus version)</p> </td> </tr> <tr> <td width="46%"> <p><strong>Free software for calibration&nbsp;</strong></p> </td> <td width="53%"> <p>&nbsp;Downloadable &nbsp; available in our webpage</p> </td> </tr> </tbody> </table><p><strong>product information page download</strong><strong>&nbsp;</strong>&nbsp;:</p> <p>&nbsp;</p> <p>&nbsp; &nbsp; &nbsp; &nbsp; &nbsp;&nbsp;<a href="http://www.dlabsci.com/uploads/DLAB%20Catalogue.pdf" target="_blank"><img style="height: 165px; width: 125px; -moz-box-shadow: 2px 2px 5px #333333; -webkit-box-shadow: 2px 2px 5px #333333; box-shadow: 2px 2px 5px #333333;" src="http://www.microanalytix.co.nz/content/images/thumbs/DLAB.PNG" alt="" /></a></p><p><strong>DispensMate Dispenser Chemical Compatibility download</strong><strong>&nbsp;</strong>&nbsp;:</p> <p>&nbsp;</p><a href="http://www.microanalytix.co.nz/content/files/Chem Comp chart top Dispenser DLab.pdf" target="_blank"><img style="height: 165px; width: 125px; -moz-box-shadow: 2px 2px 5px #333333; -webkit-box-shadow: 2px 2px 5px #333333; box-shadow: 2px 2px 5px #333333;" src="http://www.microanalytix.co.nz/content/images/thumbs/DispensMate Dispenser Chemical Compatibility.PNG" alt="DispensMate Dispenser Chemical Compatibility" /></a></p> <p>&nbsp;</p> <p>&nbsp;</p> </body> </html> | 0 | 1 | FALSE |  |  |  | micropette-plus-2-10ml-7030201033 | FALSE | TRUE | 7030201033 |  |  | FALSE | 0 | FALSE |  | FALSE | FALSE | 0 | TRUE | 10 | 1 | FALSE | 0 | FALSE |  | FALSE | 100 | 0 | 10 | TRUE | FALSE | 0 | 0 | 0 | FALSE | 6 | 0 | 10000 | FALSE | FALSE | 0 | 0 | 1 | 0 | FALSE | 1 | 10000 |  | FALSE | FALSE | FALSE | FALSE |  | FALSE | 244 | 244 | 0 | 225 | 43051 | 43100 | FALSE | 0 | 1000 | 0 | 0 | 0 | 0 | 42865.2055 | 48; | 18; | E:\w3server\microanalytix.com.au\httpdocs\content\images\thumbs\0010860_micropette-plus-2-10ml-7030201033.jpeg
5 | 0 | TRUE | MicroPette Plus 2-20ul 7131110500 | MicroPette Plus 2-20ul | <!DOCTYPE html> <html> <head> <style> td{border:1px solid #ccc} </style> </head> <body> <p style="line-height: 22px;">&bull; Fully autoclavable</p> <p>&nbsp;</p> <p style="line-height: 22px;">&bull; Ergonomic design provides excellent operating experience</p> <p>&nbsp;</p> <p style="line-height: 22px;">&bull; Easy-to-read volume display</p> <p>&nbsp;</p> <p style="line-height: 22px;">&bull; The pipettes cover volume range from 0.1&mu;L to 10mL</p> <p>&nbsp;</p> <p style="line-height: 22px;">&bull; Easy calibration and maintenance</p> <p>&nbsp;</p> <p style="line-height: 22px;">&bull; Manufactured from innovative materials</p> <p>&nbsp;</p> <p style="line-height: 22px;">&bull; Each MicroPette PLUS is supplied with an individual calibration certificate according to ISO8655</p> <p>&nbsp;</p> <table style="height: 256px;" border="3" width="656"><caption>&nbsp;</caption> <tbody style="border: 1px solid black;"> <tr style="background-color: #5bd237; color: white;"> <td width="44%"> <p><strong>Advantages for the user</strong></p> </td> <td width="53%"> <p><strong>Features</strong></p> </td> </tr> <tr> <td width="46%"> <p><strong>High Accuracy</strong></p> </td> <td width="53%"> <p>&nbsp;Manually calibrated and also certified ac-complishing ISO8655 standards.</p> </td> </tr> <tr> <td width="46%"> <p><strong>Wide volume range</strong></p> </td> <td width="53%"> <p>&nbsp;Covers all volume ranges in the lab &nbsp;from&nbsp;0.1&micro;L to 10ml</p> </td> </tr> <tr> <td width="46%"> <p><strong>Long working life</strong></p> </td> <td width="53%"> <p>&nbsp;Made up of chemically-resistant materials&nbsp;to secure long lifetime</p> </td> </tr> <tr> <td width="46%"> <p><strong>Reduces the danger of contamination</strong></p> </td> <td width="53%"> <p>&nbsp;Fully autoclavable (MicroPette plus version)</p> </td> </tr> <tr> <td width="46%"> <p><strong>Free software for calibration&nbsp;</strong></p> </td> <td width="53%"> <p>&nbsp;Downloadable &nbsp; available in our webpage</p> </td> </tr> </tbody> </table><p><strong>product information page download</strong><strong>&nbsp;</strong>&nbsp;:</p> <p>&nbsp;</p> <p>&nbsp; &nbsp; &nbsp; &nbsp; &nbsp;&nbsp;<a href="http://www.dlabsci.com/uploads/DLAB%20Catalogue.pdf" target="_blank"><img style="height: 165px; width: 125px; -moz-box-shadow: 2px 2px 5px #333333; -webkit-box-shadow: 2px 2px 5px #333333; box-shadow: 2px 2px 5px #333333;" src="http://www.microanalytix.co.nz/content/images/thumbs/DLAB.PNG" alt="" /></a></p> <p>&nbsp;</p> <p>&nbsp;</p> </body> </html> | 0 | 1 | FALSE |  |  |  | micropette-plus-2-20ul-7131110500 | FALSE | TRUE | 7131110500 |  |  | FALSE | 0 | FALSE |  | FALSE | FALSE | 0 | TRUE | 10 | 1 | FALSE | 0 | FALSE |  | FALSE | 100 | 0 | 10 | TRUE | FALSE | 0 | 0 | 0 | FALSE | 6 | 0 | 10000 | FALSE | FALSE | 0 | 0 | 1 | 0 | FALSE | 1 | 10000 |  | FALSE | FALSE | FALSE | FALSE |  | FALSE | 244 | 244 | 0 | 195 | 42865 | 42916 | FALSE | 0 | 1000 | 0 | 0 | 0 | 0 | 42865.1991 | 48; | 18; | E:\w3server\microanalytix.com.au\httpdocs\content\images\thumbs\0010856_micropette-plus-2-20ul-7131110500.jpeg
5 | 0 | TRUE | Micropette Plus Adjustable 0.5-10ul 7030201004 | Micropette Plus Adjustable 0.5-10ul | <!DOCTYPE html> <html> <head> <style> td{border:1px solid #ccc} </style> </head> <body> <p style="line-height: 22px;">&bull; Fully autoclavable</p> <p>&nbsp;</p> <p style="line-height: 22px;">&bull; Ergonomic design provides excellent operating experience</p> <p>&nbsp;</p> <p style="line-height: 22px;">&bull; Easy-to-read volume display</p> <p>&nbsp;</p> <p style="line-height: 22px;">&bull; The pipettes cover volume range from 0.1&mu;L to 10mL</p> <p>&nbsp;</p> <p style="line-height: 22px;">&bull; Easy calibration and maintenance</p> <p>&nbsp;</p> <p style="line-height: 22px;">&bull; Manufactured from innovative materials</p> <p>&nbsp;</p> <p style="line-height: 22px;">&bull; Each MicroPette PLUS is supplied with an individual calibration certificate according to ISO8655</p> <p>&nbsp;</p> <table style="height: 256px;" border="3" width="656"><caption>&nbsp;</caption> <tbody style="border: 1px solid black;"> <tr style="background-color: #5bd237; color: white;"> <td width="44%"> <p><strong>Advantages for the user</strong></p> </td> <td width="53%"> <p><strong>Features</strong></p> </td> </tr> <tr> <td width="46%"> <p><strong>High Accuracy</strong></p> </td> <td width="53%"> <p>&nbsp;Manually calibrated and also certified ac-complishing ISO8655 standards.</p> </td> </tr> <tr> <td width="46%"> <p><strong>Wide volume range</strong></p> </td> <td width="53%"> <p>&nbsp;Covers all volume ranges in the lab &nbsp;from&nbsp;0.1&micro;L to 10ml</p> </td> </tr> <tr> <td width="46%"> <p><strong>Long working life</strong></p> </td> <td width="53%"> <p>&nbsp;Made up of chemically-resistant materials&nbsp;to secure long lifetime</p> </td> </tr> <tr> <td width="46%"> <p><strong>Reduces the danger of contamination</strong></p> </td> <td width="53%"> <p>&nbsp;Fully autoclavable (MicroPette plus version)</p> </td> </tr> <tr> <td width="46%"> <p><strong>Free software for calibration&nbsp;</strong></p> </td> <td width="53%"> <p>&nbsp;Downloadable &nbsp; available in our webpage</p> </td> </tr> </tbody> </table><p><strong>product information page download</strong><strong>&nbsp;</strong>&nbsp;:</p> <p>&nbsp;</p> <p>&nbsp; &nbsp; &nbsp; &nbsp; &nbsp;&nbsp;<a href="http://www.dlabsci.com/uploads/DLAB%20Catalogue.pdf" target="_blank"><img style="height: 165px; width: 125px; -moz-box-shadow: 2px 2px 5px #333333; -webkit-box-shadow: 2px 2px 5px #333333; box-shadow: 2px 2px 5px #333333;" src="http://www.microanalytix.co.nz/content/images/thumbs/DLAB.PNG" alt="" /></a></p> <p>&nbsp;</p> <p>&nbsp;</p> </body> </html> | 0 | 1 | FALSE |  |  |  | micropette-plus-adjustable-05-10ul-7030201004 | FALSE | TRUE | 7030201004 |  |  | FALSE | 0 | FALSE |  | FALSE | FALSE | 0 | TRUE | 10 | 1 | FALSE | 0 | FALSE |  | FALSE | 100 | 0 | 10 | TRUE | FALSE | 0 | 0 | 0 | FALSE | 6 | 0 | 10000 | FALSE | FALSE | 0 | 0 | 1 | 0 | FALSE | 1 | 10000 |  | FALSE | FALSE | FALSE | FALSE |  | FALSE | 244 | 244 | 0 | 225 | 43051 | 43100 | FALSE | 0 | 1000 | 0 | 0 | 0 | 0 | 43024.1412 | 48; | 18; | E:\w3server\microanalytix.com.au\httpdocs\content\images\thumbs\0011861_micropette-plus-adjustable-05-10ul-7030201004.jpeg
5 | 0 | TRUE | Micropette Plus Adjustable 20-200ul 7030301009 | Micropette Plus Adjustable 20-200ul | <!DOCTYPE html> <html> <head> <style> td{border:1px solid #ccc} </style> </head> <body> <p style="line-height: 22px;">&bull; Fully autoclavable</p> <p>&nbsp;</p> <p style="line-height: 22px;">&bull; Ergonomic design provides excellent operating experience</p> <p>&nbsp;</p> <p style="line-height: 22px;">&bull; Easy-to-read volume display</p> <p>&nbsp;</p> <p style="line-height: 22px;">&bull; The pipettes cover volume range from 0.1&mu;L to 10mL</p> <p>&nbsp;</p> <p style="line-height: 22px;">&bull; Easy calibration and maintenance</p> <p>&nbsp;</p> <p style="line-height: 22px;">&bull; Manufactured from innovative materials</p> <p>&nbsp;</p> <p style="line-height: 22px;">&bull; Each MicroPette PLUS is supplied with an individual calibration certificate according to ISO8655</p> <p>&nbsp;</p> <table style="height: 256px;" border="3" width="656"><caption>&nbsp;</caption> <tbody style="border: 1px solid black;"> <tr style="background-color: #5bd237; color: white;"> <td width="44%"> <p><strong>Advantages for the user</strong></p> </td> <td width="53%"> <p><strong>Features</strong></p> </td> </tr> <tr> <td width="46%"> <p><strong>High Accuracy</strong></p> </td> <td width="53%"> <p>&nbsp;Manually calibrated and also certified ac-complishing ISO8655 standards.</p> </td> </tr> <tr> <td width="46%"> <p><strong>Wide volume range</strong></p> </td> <td width="53%"> <p>&nbsp;Covers all volume ranges in the lab &nbsp;from&nbsp;0.1&micro;L to 10ml</p> </td> </tr> <tr> <td width="46%"> <p><strong>Long working life</strong></p> </td> <td width="53%"> <p>&nbsp;Made up of chemically-resistant materials&nbsp;to secure long lifetime</p> </td> </tr> <tr> <td width="46%"> <p><strong>Reduces the danger of contamination</strong></p> </td> <td width="53%"> <p>&nbsp;Fully autoclavable (MicroPette plus version)</p> </td> </tr> <tr> <td width="46%"> <p><strong>Free software for calibration&nbsp;</strong></p> </td> <td width="53%"> <p>&nbsp;Downloadable &nbsp; available in our webpage</p> </td> </tr> </tbody> </table><p><strong>product information page download</strong><strong>&nbsp;</strong>&nbsp;:</p> <p>&nbsp;</p> <p>&nbsp; &nbsp; &nbsp; &nbsp; &nbsp;&nbsp;<a href="http://www.dlabsci.com/uploads/DLAB%20Catalogue.pdf" target="_blank"><img style="height: 165px; width: 125px; -moz-box-shadow: 2px 2px 5px #333333; -webkit-box-shadow: 2px 2px 5px #333333; box-shadow: 2px 2px 5px #333333;" src="http://www.microanalytix.co.nz/content/images/thumbs/DLAB.PNG" alt="" /></a></p><p><strong>DispensMate Dispenser Chemical Compatibility download</strong><strong>&nbsp;</strong>&nbsp;:</p> <p>&nbsp;</p><a href="http://www.microanalytix.co.nz/content/files/Chem Comp chart top Dispenser DLab.pdf" target="_blank"><img style="height: 165px; width: 125px; -moz-box-shadow: 2px 2px 5px #333333; -webkit-box-shadow: 2px 2px 5px #333333; box-shadow: 2px 2px 5px #333333;" src="http://www.microanalytix.co.nz/content/images/thumbs/DispensMate Dispenser Chemical Compatibility.PNG" alt="DispensMate Dispenser Chemical Compatibility" /></a></p> <p>&nbsp;</p> <p>&nbsp;</p> </body> </html> | 0 | 1 | FALSE |  |  |  | micropette-plus-adjustable-20-200ul-7030301009 | FALSE | TRUE | 7030301009 |  |  | FALSE | 0 | FALSE |  | FALSE | FALSE | 0 | TRUE | 10 | 1 | FALSE | 0 | FALSE |  | FALSE | 100 | 0 | 10 | TRUE | FALSE | 0 | 0 | 0 | FALSE | 6 | 0 | 10000 | FALSE | FALSE | 0 | 0 | 1 | 0 | FALSE | 1 | 10000 |  | FALSE | FALSE | FALSE | FALSE |  | FALSE | 244 | 244 | 0 | 225 | 43051 | 43100 | FALSE | 0 | 1000 | 0 | 0 | 0 | 0 | 43024.1466 | 48; | 18; | E:\w3server\microanalytix.com.au\httpdocs\content\images\thumbs\0011862_micropette-plus-adjustable-20-200ul-7030301009.jpeg
5 | 0 | TRUE | Micropipette Plus Adjustable 1000-5000ul 7030301017 | Micropipette Plus Adjustable 1000-5000ul | <!DOCTYPE html> <html> <head> <style> td{border:1px solid #ccc} </style> </head> <body> <p style="line-height: 22px;">&bull; Fully autoclavable</p> <p>&nbsp;</p> <p style="line-height: 22px;">&bull; Ergonomic design provides excellent operating experience</p> <p>&nbsp;</p> <p style="line-height: 22px;">&bull; Easy-to-read volume display</p> <p>&nbsp;</p> <p style="line-height: 22px;">&bull; The pipettes cover volume range from 0.1&mu;L to 10mL</p> <p>&nbsp;</p> <p style="line-height: 22px;">&bull; Easy calibration and maintenance</p> <p>&nbsp;</p> <p style="line-height: 22px;">&bull; Manufactured from innovative materials</p> <p>&nbsp;</p> <p style="line-height: 22px;">&bull; Each MicroPette PLUS is supplied with an individual calibration certificate according to ISO8655</p> <p>&nbsp;</p> <table style="height: 256px;" border="3" width="656"><caption>&nbsp;</caption> <tbody style="border: 1px solid black;"> <tr style="background-color: #5bd237; color: white;"> <td width="44%"> <p><strong>Advantages for the user</strong></p> </td> <td width="53%"> <p><strong>Features</strong></p> </td> </tr> <tr> <td width="46%"> <p><strong>High Accuracy</strong></p> </td> <td width="53%"> <p>&nbsp;Manually calibrated and also certified ac-complishing ISO8655 standards.</p> </td> </tr> <tr> <td width="46%"> <p><strong>Wide volume range</strong></p> </td> <td width="53%"> <p>&nbsp;Covers all volume ranges in the lab &nbsp;from&nbsp;0.1&micro;L to 10ml</p> </td> </tr> <tr> <td width="46%"> <p><strong>Long working life</strong></p> </td> <td width="53%"> <p>&nbsp;Made up of chemically-resistant materials&nbsp;to secure long lifetime</p> </td> </tr> <tr> <td width="46%"> <p><strong>Reduces the danger of contamination</strong></p> </td> <td width="53%"> <p>&nbsp;Fully autoclavable (MicroPette plus version)</p> </td> </tr> <tr> <td width="46%"> <p><strong>Free software for calibration&nbsp;</strong></p> </td> <td width="53%"> <p>&nbsp;Downloadable &nbsp; available in our webpage</p> </td> </tr> </tbody> </table><p><strong>product information page download</strong><strong>&nbsp;</strong>&nbsp;:</p> <p>&nbsp;</p> <p>&nbsp; &nbsp; &nbsp; &nbsp; &nbsp;&nbsp;<a href="http://www.dlabsci.com/uploads/DLAB%20Catalogue.pdf" target="_blank"><img style="height: 165px; width: 125px; -moz-box-shadow: 2px 2px 5px #333333; -webkit-box-shadow: 2px 2px 5px #333333; box-shadow: 2px 2px 5px #333333;" src="http://www.microanalytix.co.nz/content/images/thumbs/DLAB.PNG" alt="" /></a></p><p><strong>DispensMate Dispenser Chemical Compatibility download</strong><strong>&nbsp;</strong>&nbsp;:</p> <p>&nbsp;</p><a href="http://www.microanalytix.co.nz/content/files/Chem Comp chart top Dispenser DLab.pdf" target="_blank"><img style="height: 165px; width: 125px; -moz-box-shadow: 2px 2px 5px #333333; -webkit-box-shadow: 2px 2px 5px #333333; box-shadow: 2px 2px 5px #333333;" src="http://www.microanalytix.co.nz/content/images/thumbs/DispensMate Dispenser Chemical Compatibility.PNG" alt="DispensMate Dispenser Chemical Compatibility" /></a></p> <p>&nbsp;</p> <p>&nbsp;</p> </body> </html> | 0 | 1 | FALSE |  |  |  | micropipette-plus-adjustable-1000-5000ul-7030301017 | FALSE | TRUE | 7030301017 |  |  | FALSE | 0 | FALSE |  | FALSE | FALSE | 0 | TRUE | 10 | 1 | FALSE | 0 | FALSE |  | FALSE | 100 | 0 | 10 | TRUE | FALSE | 0 | 0 | 0 | FALSE | 6 | 0 | 10000 | FALSE | FALSE | 0 | 0 | 1 | 0 | FALSE | 1 | 10000 |  | FALSE | FALSE | FALSE | FALSE |  | FALSE | 244 | 244 | 0 | 225 | 43051 | 43100 | FALSE | 0 | 1000 | 0 | 0 | 0 | 0 | 43024.1473 | 48; | 18; | E:\w3server\microanalytix.com.au\httpdocs\content\images\thumbs\0011864_micropipette-plus-adjustable-1000-5000ul-7030301017.jpeg
5 | 0 | TRUE | Micropipette Plus Adjustable 100-1000ul 7030301014 | Micropipette Plus Adjustable 100-1000ul | <!DOCTYPE html> <html> <head> <style> td{border:1px solid #ccc} </style> </head> <body> <p style="line-height: 22px;">&bull; Fully autoclavable</p> <p>&nbsp;</p> <p style="line-height: 22px;">&bull; Ergonomic design provides excellent operating experience</p> <p>&nbsp;</p> <p style="line-height: 22px;">&bull; Easy-to-read volume display</p> <p>&nbsp;</p> <p style="line-height: 22px;">&bull; The pipettes cover volume range from 0.1&mu;L to 10mL</p> <p>&nbsp;</p> <p style="line-height: 22px;">&bull; Easy calibration and maintenance</p> <p>&nbsp;</p> <p style="line-height: 22px;">&bull; Manufactured from innovative materials</p> <p>&nbsp;</p> <p style="line-height: 22px;">&bull; Each MicroPette PLUS is supplied with an individual calibration certificate according to ISO8655</p> <p>&nbsp;</p> <table style="height: 256px;" border="3" width="656"><caption>&nbsp;</caption> <tbody style="border: 1px solid black;"> <tr style="background-color: #5bd237; color: white;"> <td width="44%"> <p><strong>Advantages for the user</strong></p> </td> <td width="53%"> <p><strong>Features</strong></p> </td> </tr> <tr> <td width="46%"> <p><strong>High Accuracy</strong></p> </td> <td width="53%"> <p>&nbsp;Manually calibrated and also certified ac-complishing ISO8655 standards.</p> </td> </tr> <tr> <td width="46%"> <p><strong>Wide volume range</strong></p> </td> <td width="53%"> <p>&nbsp;Covers all volume ranges in the lab &nbsp;from&nbsp;0.1&micro;L to 10ml</p> </td> </tr> <tr> <td width="46%"> <p><strong>Long working life</strong></p> </td> <td width="53%"> <p>&nbsp;Made up of chemically-resistant materials&nbsp;to secure long lifetime</p> </td> </tr> <tr> <td width="46%"> <p><strong>Reduces the danger of contamination</strong></p> </td> <td width="53%"> <p>&nbsp;Fully autoclavable (MicroPette plus version)</p> </td> </tr> <tr> <td width="46%"> <p><strong>Free software for calibration&nbsp;</strong></p> </td> <td width="53%"> <p>&nbsp;Downloadable &nbsp; available in our webpage</p> </td> </tr> </tbody> </table><p><strong>product information page download</strong><strong>&nbsp;</strong>&nbsp;:</p> <p>&nbsp;</p> <p>&nbsp; &nbsp; &nbsp; &nbsp; &nbsp;&nbsp;<a href="http://www.dlabsci.com/uploads/DLAB%20Catalogue.pdf" target="_blank"><img style="height: 165px; width: 125px; -moz-box-shadow: 2px 2px 5px #333333; -webkit-box-shadow: 2px 2px 5px #333333; box-shadow: 2px 2px 5px #333333;" src="http://www.microanalytix.co.nz/content/images/thumbs/DLAB.PNG" alt="" /></a></p><p><strong>DispensMate Dispenser Chemical Compatibility download</strong><strong>&nbsp;</strong>&nbsp;:</p> <p>&nbsp;</p><a href="http://www.microanalytix.co.nz/content/files/Chem Comp chart top Dispenser DLab.pdf" target="_blank"><img style="height: 165px; width: 125px; -moz-box-shadow: 2px 2px 5px #333333; -webkit-box-shadow: 2px 2px 5px #333333; box-shadow: 2px 2px 5px #333333;" src="http://www.microanalytix.co.nz/content/images/thumbs/DispensMate Dispenser Chemical Compatibility.PNG" alt="DispensMate Dispenser Chemical Compatibility" /></a></p> <p>&nbsp;</p> <p>&nbsp;</p> </body> </html> | 0 | 1 | FALSE |  |  |  | micropipette-plus-adjustable-100-1000ul-7030301014 | FALSE | TRUE | 7030301014 |  |  | FALSE | 0 | FALSE |  | FALSE | FALSE | 0 | TRUE | 10 | 1 | FALSE | 0 | FALSE |  | FALSE | 100 | 0 | 10 | TRUE | FALSE | 0 | 0 | 0 | FALSE | 6 | 0 | 10000 | FALSE | FALSE | 0 | 0 | 1 | 0 | FALSE | 1 | 10000 |  | FALSE | FALSE | FALSE | FALSE |  | FALSE | 244 | 244 | 0 | 225 | 43051 | 43100 | FALSE | 0 | 1000 | 0 | 0 | 0 | 0 | 43024.147 | 48; | 18; | E:\w3server\microanalytix.com.au\httpdocs\content\images\thumbs\0011863_micropipette-plus-adjustable-100-1000ul-7030301014.jpeg
5 | 0 | TRUE | Mini Centrifuge D1008 | Mini Centrifuge with colour lid, including two rotors A08-2 & A02-PCR8 and both adapter SA02P2&SA05P2 | <!DOCTYPE html> <html> <head> <style> td{ border:1px solid #ccc} </style> </head> <body> <p><strong>FEATURES</strong></p> <ul> <li>Small footprint - for quick spin downs and microfiltration applications</li> <li> <p>Compatible with 2mLx8 and PCR8x2 rotors</p> </li> <li>Easy to use with dual start/stop function</li> <li> <p>Quiet running with noise level &le;45dB</p> </li> <li> <p>Available in 2&nbsp;colors&nbsp; <strong>PLEASE MENTION WHEN ORDER</strong></p> </li> </ul> <table border="1"> <tbody> <tr> <td> <p>&nbsp;Max. Speed</p> </td> <td> <p>&nbsp;7000rpm</p> </td> </tr> <tr> <td> <p>&nbsp;Max. RCF</p> </td> <td> <p>&nbsp;2680&times;g</p> </td> </tr> <tr> <td> <p>&nbsp;Rotor Capacity</p> </td> <td> <p>&nbsp;0.2/0.5/1.5/2.0mL&times;8; 0.2mL&times;16 PCR strips or 0.2mL&times;2 PCR 8 strips</p> </td> </tr> <tr> <td> <p>&nbsp;Run Time</p> </td> <td> <p>&nbsp;Continuous operation</p> </td> </tr> <tr> <td> <p>&nbsp;Driving Motor</p> </td> <td> <p>&nbsp;DC motor</p> </td> </tr> <tr> <td> <p>&nbsp;Power</p> </td> <td> <p>&nbsp;AC110-240V/50Hz/60Hz</p> </td> </tr> <tr> <td> <p>&nbsp;Noise level</p> </td> <td> <p>&nbsp;&le;45dB</p> </td> </tr> <tr> <td> <p>&nbsp;Dimensions [D&times;W&times;H]</p> </td> <td> <p>&nbsp;160&times;170&times;122mm</p> </td> </tr> <tr> <td> <p>&nbsp;Weight</p> </td> <td> <p>&nbsp;0.5kg</p> </td> </tr> <tr> <td> <p>&nbsp;Certification</p> </td> <td> <p>&nbsp;CE cT&Uuml;Vus FCC MCA</p> </td> </tr> </tbody> </table><p><strong>product information page download</strong><strong>&nbsp;</strong>&nbsp;:</p> <p>&nbsp;</p> <p>&nbsp; &nbsp; &nbsp; &nbsp; &nbsp;&nbsp;<a href="http://www.dlabsci.com/uploads/DLAB%20Catalogue.pdf" target="_blank"><img style="height: 165px; width: 125px; -moz-box-shadow: 2px 2px 5px #333333; -webkit-box-shadow: 2px 2px 5px #333333; box-shadow: 2px 2px 5px #333333;" src="http://www.microanalytix.co.nz/content/images/thumbs/DLAB.PNG" alt="" /></a></p><p><strong>DispensMate Dispenser Chemical Compatibility download</strong><strong>&nbsp;</strong>&nbsp;:</p> <p>&nbsp;</p><a href="http://www.microanalytix.co.nz/content/files/Chem Comp chart top Dispenser DLab.pdf" target="_blank"><img style="height: 165px; width: 125px; -moz-box-shadow: 2px 2px 5px #333333; -webkit-box-shadow: 2px 2px 5px #333333; box-shadow: 2px 2px 5px #333333;" src="http://www.microanalytix.co.nz/content/images/thumbs/DispensMate Dispenser Chemical Compatibility.PNG" alt="DispensMate Dispenser Chemical Compatibility" /></a></p> <p>&nbsp;</p> <p>&nbsp;</p> </body> </html> | 0 | 1 | FALSE |  |  |  | mini-centrifuge-d1008 | FALSE | TRUE | D1008 |  |  | FALSE | 0 | FALSE |  | FALSE | FALSE | 0 | TRUE | 10 | 1 | FALSE | 0 | FALSE |  | FALSE | 100 | 0 | 10 | TRUE | FALSE | 0 | 0 | 0 | FALSE | 6 | 0 | 10000 | FALSE | FALSE | 0 | 0 | 1 | 0 | FALSE | 1 | 10000 |  | FALSE | FALSE | FALSE | FALSE |  | FALSE | 616 | 616 | 0 |  |  |  | FALSE | 0 | 1000 | 0 | 0 | 0 | 0 | 43138.8873 | 86; | 18; | E:\w3server\microanalytix.com.au\httpdocs\content\images\thumbs\0012088_mini-centrifuge-d1008.jpeg
5 | 0 | TRUE | Mini Dry bath Mini H100 | LCD digital mini dry bath,with heating, one 1 pcs heating block for free | <!DOCTYPE html> <html> <head> <style> td{ border:solid 1px #ccc } </style> </head> <body> <p><strong>Features:</strong></p> <p>&nbsp;</p> <p>&bull; Light in weight</p> <p>&bull; LCD display of both temperature and time.</p> <p>&bull; Rapid calibration support</p> <p>&bull; Overheating protection.</p> <p>&bull; Optional blocks with different capacities are available.</p> <p>&bull; Safe and stable.</p> <p>&bull; USB interface to save the data</p> <p>&bull; Mini HCL100 with hot lid provided to preserve the generated heat.</p> <dl class="tabs-box"><dd class="tab-title"> <table border="1" cellspacing="1" cellpadding="1"> <tbody> <tr> <td><strong>Specifications</strong></td> <td><strong>Mini H100</strong></td> </tr> <tr> <td>Display&nbsp;</td> <td>LCD</td> </tr> <tr> <td>Temperature setting range[℃]&nbsp;</td> <td>25-100</td> </tr> <tr> <td>Temperature range [℃]&nbsp;</td> <td>Room temperature+5~100</td> </tr> <tr> <td>Temperature control accuracy[℃]&nbsp;</td> <td>&plusmn;0.5</td> </tr> <tr> <td>Temperature display accuracy[℃]&nbsp;</td> <td>0.1</td> </tr> <tr> <td>Minimum time taken for heating(25℃-100℃）</td> <td>&le;20min</td> </tr> <tr> <td>Max. Heating Rate&nbsp;</td> <td>6.5&deg;C /min</td> </tr> <tr> <td>Time setting range&nbsp;</td> <td>0-999min/0-999sec</td> </tr> <tr> <td> <div>No. of programs in memory&nbsp;</div> </td> <td>9(2steps for each）</td> </tr> <tr> <td>Rapid calibration&nbsp;</td> <td>Support</td> </tr> <tr> <td>USB interface&nbsp;</td> <td>Support</td> </tr> <tr> <td>Error code reminder&nbsp;</td> <td>Support</td> </tr> <tr> <td>External dimension [mm]&nbsp;</td> <td>110x162x140</td> </tr> <tr> <td>Overall weight [kg]&nbsp;</td> <td>&le;1</td> </tr> <tr> <td>Power supply&nbsp;</td> <td>100-240V, 50/60Hz</td> </tr> <tr> <td>Operating temperature[℃]&nbsp;</td> <td>+10-40</td> </tr> <tr> <td>Operating humidity [% RH]&nbsp;</td> <td>&le;80</td> </tr> </tbody> </table> </dd></dl> <p>&nbsp;Different types of blocks are available (Aluminum blocks of 0.2mL, 0.5mL,1.5/2mL, 5mL, 15mL and 50mL capacities)</p> <p>&nbsp;</p><p><strong>product information page download</strong><strong>&nbsp;</strong>&nbsp;:</p> <p>&nbsp;</p> <p>&nbsp; &nbsp; &nbsp; &nbsp; &nbsp;&nbsp;<a href="http://www.dlabsci.com/uploads/DLAB%20Catalogue.pdf" target="_blank"><img style="height: 165px; width: 125px; -moz-box-shadow: 2px 2px 5px #333333; -webkit-box-shadow: 2px 2px 5px #333333; box-shadow: 2px 2px 5px #333333;" src="http://www.microanalytix.co.nz/content/images/thumbs/DLAB.PNG" alt="" /></a></p><p><strong>DispensMate Dispenser Chemical Compatibility download</strong><strong>&nbsp;</strong>&nbsp;:</p> <p>&nbsp;</p><a href="http://www.microanalytix.co.nz/content/files/Chem Comp chart top Dispenser DLab.pdf" target="_blank"><img style="height: 165px; width: 125px; -moz-box-shadow: 2px 2px 5px #333333; -webkit-box-shadow: 2px 2px 5px #333333; box-shadow: 2px 2px 5px #333333;" src="http://www.microanalytix.co.nz/content/images/thumbs/DispensMate Dispenser Chemical Compatibility.PNG" alt="DispensMate Dispenser Chemical Compatibility" /></a></p> <p>&nbsp;</p> <p>&nbsp;</p> </body> </html> | 0 | 1 | FALSE |  |  |  | mini-dry-bath-mini-h100 | FALSE | TRUE | Mini H100 |  |  | FALSE | 0 | FALSE |  | FALSE | FALSE | 0 | TRUE | 10 | 1 | FALSE | 0 | FALSE |  | FALSE | 100 | 0 | 10 | TRUE | FALSE | 0 | 0 | 0 | FALSE | 6 | 0 | 10000 | FALSE | FALSE | 0 | 0 | 1 | 0 | FALSE | 1 | 10000 |  | FALSE | FALSE | FALSE | FALSE |  | TRUE | 0 | 0 | 0 |  |  |  | FALSE | 0 | 1000 | 0 | 0 | 0 | 0 | 43289.9217 | 136; | 18; | E:\w3server\microanalytix.com.au\httpdocs\content\images\thumbs\0012345_mini-dry-bath-mini-h100.png
5 | 0 | TRUE | MR20 Rotor | Mixing rotor 20 | <!DOCTYPE html> <html> <head> </head> <body> <p><strong>product information page download</strong><strong>&nbsp;</strong>&nbsp;:</p> <p>&nbsp;</p> <p>&nbsp; &nbsp; &nbsp; &nbsp; &nbsp;&nbsp;<a href="http://www.dlabsci.com/uploads/DLAB%20Catalogue.pdf" target="_blank"><img style="height: 165px; width: 125px; -moz-box-shadow: 2px 2px 5px #333333; -webkit-box-shadow: 2px 2px 5px #333333; box-shadow: 2px 2px 5px #333333;" src="http://www.microanalytix.co.nz/content/images/thumbs/DLAB.PNG" alt="" /></a></p> <p>&nbsp;</p> <p>&nbsp;</p> </body> </html> | 0 | 1 | FALSE |  |  |  | mr20-rotor | FALSE | TRUE | MR20 |  |  | FALSE | 0 | FALSE |  | FALSE | FALSE | 0 | TRUE | 10 | 1 | FALSE | 0 | FALSE |  | FALSE | 100 | 0 | 10 | TRUE | FALSE | 0 | 0 | 0 | FALSE | 6 | 0 | 10000 | FALSE | FALSE | 0 | 0 | 1 | 0 | FALSE | 1 | 10000 |  | FALSE | FALSE | FALSE | FALSE |  | FALSE | 572 | 572 | 0 |  |  |  | FALSE | 0 | 1000 | 0 | 0 | 0 | 0 | 43179.0914 | 167; | 18; | E:\w3server\microanalytix.com.au\httpdocs\content\images\thumbs\0012177_mr20-rotor.png
5 | 0 | TRUE | MR30 Rotor | Mixing rotor 30 | <!DOCTYPE html> <html> <head> </head> <body> <p><strong>product information page download</strong><strong>&nbsp;</strong>&nbsp;:</p> <p>&nbsp;</p> <p>&nbsp; &nbsp; &nbsp; &nbsp; &nbsp;&nbsp;<a href="http://www.dlabsci.com/uploads/DLAB%20Catalogue.pdf" target="_blank"><img style="height: 165px; width: 125px; -moz-box-shadow: 2px 2px 5px #333333; -webkit-box-shadow: 2px 2px 5px #333333; box-shadow: 2px 2px 5px #333333;" src="http://www.microanalytix.co.nz/content/images/thumbs/DLAB.PNG" alt="" /></a></p> <p>&nbsp;</p> <p>&nbsp;</p> </body> </html> | 0 | 1 | FALSE |  |  |  | mr30-rotor | FALSE | TRUE | MR30 |  |  | FALSE | 0 | FALSE |  | FALSE | FALSE | 0 | TRUE | 10 | 1 | FALSE | 0 | FALSE |  | FALSE | 100 | 0 | 10 | TRUE | FALSE | 0 | 0 | 0 | FALSE | 6 | 0 | 10000 | FALSE | FALSE | 0 | 0 | 1 | 0 | FALSE | 1 | 10000 |  | FALSE | FALSE | FALSE | FALSE |  | FALSE | 754 | 754 | 0 |  |  |  | FALSE | 0 | 1000 | 0 | 0 | 0 | 0 | 43179.0965 | 167; | 18; | E:\w3server\microanalytix.com.au\httpdocs\content\images\thumbs\0012179_mr30-rotor.png
5 | 0 | TRUE | MS7-H550-Pro Hotplate Magnetic Stirrer | LCD Digital 7’’ Square Hotplate Magnetic Stirrer, glass ceramic hotplate, heating temperature up to 550°C | <!DOCTYPE html> <html> <head> </head> <body> <ul style="line-height: 18px;"> <li>&bull; LCD display for precise monitoring of speed and temperature</li> <li>&bull; Built-in PID controller ensures the safe heating of the medium with overheating protection</li> <li>&bull; Max. heating plate temperature at 550&deg;C</li> <li>&bull; Glass ceramic work plate provids excellent chemicalresistant performance and most efficient heat transfer</li> <li>&bull; External temperature control accuracy of &plusmn;0.2℃ is possible by connecting the temperature sensor(PT 1000)&nbsp;</li> <li>&bull; Digital speed control with Max. speed at 1500rpm</li> <li>&bull; Outstanding brushless DC motor performance enables more stirring power</li> <li>&bull; Two rotating knobs enable the easy and direct change of speed and temperature</li> <li>&bull; The &ldquo;HOT&rdquo; warning will flash when the work plate temperature is above 50&deg;C even if the hotplate is turned off</li> <li>&bull; Remote function provide PC control and data transmission</li> </ul> <p>&nbsp;</p> <table width="100%"> <tbody> <tr> <td width="42%"> <p>&nbsp;Dimension of work plate&nbsp; [W x D]</p> </td> <td width="57%"> <p>&nbsp;184x184mm (7 inch)</p> </td> </tr> <tr> <td width="42%"> <p>&nbsp;Work plate material&nbsp;</p> </td> <td width="57%"> <p>&nbsp;Glass ceramic</p> </td> </tr> <tr> <td width="42%"> <p>&nbsp;Motor type</p> </td> <td width="57%"> <p>&nbsp;Brushless DC motor</p> </td> </tr> <tr> <td width="42%"> <p>&nbsp;Motor rating input</p> </td> <td width="57%"> <p>&nbsp;18W</p> </td> </tr> <tr> <td width="42%"> <p>&nbsp;Motor rating output</p> </td> <td width="57%"> <p>&nbsp;10W</p> </td> </tr> <tr> <td width="42%"> <p>&nbsp;Power</p> </td> <td width="57%"> <p>&nbsp;1050W</p> </td> </tr> <tr> <td width="42%"> <p>&nbsp;Heating output</p> </td> <td width="57%"> <p>&nbsp;1000W</p> </td> </tr> <tr> <td width="42%"> <p>&nbsp;Voltage</p> </td> <td width="57%"> <p>&nbsp;100-120/200-240V 50/60Hz</p> </td> </tr> <tr> <td width="42%"> <p>&nbsp;Stirring positions</p> </td> <td width="57%"> <p>&nbsp;1</p> </td> </tr> <tr> <td width="42%"> <p>&nbsp;Max. stirring quantity, [H2O]</p> </td> <td width="57%"> <p>&nbsp;20L</p> </td> </tr> <tr> <td width="42%"> <p>&nbsp;Max. magnetic bar[length]</p> </td> <td width="57%"> <p>&nbsp;80mm</p> </td> </tr> <tr> <td width="42%"> <p>&nbsp;Speed range</p> </td> <td width="57%"> <p>&nbsp;100-1500rpm, resolution &plusmn;1rpm</p> </td> </tr> <tr> <td width="42%"> <p>&nbsp;Speed display&nbsp;</p> </td> <td width="57%"> <p>&nbsp;LCD</p> </td> </tr> <tr> <td width="42%"> <p>&nbsp;Temperature display</p> </td> <td width="57%"> <p>&nbsp;LCD</p> </td> </tr> <tr> <td width="42%"> <p>&nbsp;Heating temperature range</p> </td> <td width="57%"> <p>&nbsp;Room Temp.-550&deg;C, increment 1&deg;C</p> </td> </tr> <tr> <td width="42%"> <p>&nbsp;Control accuracy of work plate&nbsp;</p> </td> <td width="57%"> <p>&nbsp;&plusmn;1&deg;C(&lt;100&deg;C) &plusmn;1%(&gt;100&deg;C)</p> </td> </tr> <tr> <td width="42%"> <p>&nbsp;Over temperature protection&nbsp;</p> </td> <td width="57%"> <p>&nbsp;580&deg;C</p> </td> </tr> <tr> <td width="42%"> <p>&nbsp;Temperature display accuracy</p> </td> <td width="57%"> <p>&nbsp;&plusmn;0.1&deg;C</p> </td> </tr> <tr> <td width="42%"> <p>&nbsp;External temperature sensor</p> </td> <td width="57%"> <p>&nbsp;PT1000 (accuracy &plusmn;0.2)</p> </td> </tr> <tr> <td width="42%"> <p>&nbsp;"Hot" warning</p> </td> <td width="57%"> <p>&nbsp;50&deg;C</p> </td> </tr> <tr> <td width="42%"> <p>&nbsp;Data connector</p> </td> <td width="57%"> <p>&nbsp;RS232</p> </td> </tr> <tr> <td width="42%"> <p>&nbsp;Protection class</p> </td> <td width="57%"> <p>&nbsp;IP21</p> </td> </tr> <tr> <td width="42%"> <p>&nbsp;Dimension [W x D x H]</p> </td> <td width="57%"> <p>&nbsp;215x360x112mm</p> </td> </tr> <tr> <td width="42%"> <p>&nbsp;Weight</p> </td> <td width="57%"> <p>&nbsp;5.3kg</p> </td> </tr> <tr> <td width="42%"> <p>&nbsp;Permissible ambient temperature&nbsp;and humidity</p> </td> <td width="57%"> <p>&nbsp;5-40&deg;C, 80%</p> </td> </tr> </tbody> </table><p>Dragon Lab is a&nbsp;professional manufacturer of high-quality laboratory instruments for research. The company is dedicated to developing and manufacturing general laboratory instruments, offering researchers unmatched performance and proven value.</p> <p><strong>product information page download</strong><strong>&nbsp;</strong>&nbsp;:</p> <p>&nbsp;</p> <p>&nbsp; &nbsp; &nbsp; &nbsp; &nbsp;&nbsp;<a href="http://www.dlabsci.com/uploads/DLAB%20Catalogue.pdf" target="_blank"><img style="height: 165px; width: 125px; -moz-box-shadow: 2px 2px 5px #333333; -webkit-box-shadow: 2px 2px 5px #333333; box-shadow: 2px 2px 5px #333333;" src="http://www.microanalytix.co.nz/content/images/thumbs/DLAB.PNG" alt="" /></a></p><p><strong>DispensMate Dispenser Chemical Compatibility download</strong><strong>&nbsp;</strong>&nbsp;:</p> <p>&nbsp;</p><a href="http://www.microanalytix.co.nz/content/files/Chem Comp chart top Dispenser DLab.pdf" target="_blank"><img style="height: 165px; width: 125px; -moz-box-shadow: 2px 2px 5px #333333; -webkit-box-shadow: 2px 2px 5px #333333; box-shadow: 2px 2px 5px #333333;" src="http://www.microanalytix.co.nz/content/images/thumbs/DispensMate Dispenser Chemical Compatibility.PNG" alt="DispensMate Dispenser Chemical Compatibility" /></a></p> <p>&nbsp;</p> <p>&nbsp;</p> </body> </html> | 0 | 1 | FALSE |  |  |  | ms7-h550-pro-hotplate-magnetic-stirrer | FALSE | TRUE | MS7-H550-Pro |  |  | FALSE | 0 | FALSE |  | FALSE | FALSE | 0 | TRUE | 10 | 1 | FALSE | 0 | FALSE |  | FALSE | 100 | 0 | 10 | TRUE | FALSE | 0 | 0 | 0 | FALSE | 6 | 0 | 10000 | FALSE | FALSE | 0 | 0 | 1 | 0 | FALSE | 1 | 10000 |  | FALSE | FALSE | FALSE | FALSE |  | FALSE | 2003 | 2003 | 0 |  |  |  | FALSE | 0 | 1000 | 0 | 0 | 0 | 0 | 42912.9668 | 155; | 18; | E:\w3server\microanalytix.com.au\httpdocs\content\images\thumbs\0012006_ms7-h550-pro-hotplate-magnetic-stirrer.jpeg
5 | 0 | TRUE | MS7-H550-S Hotplate Magnetic Stirrer | 7’’ Square Hotplate Magnetic Stir-rer, glass ceramic hotplate, heating tempera-LED Digital ture up to 550°C | <!DOCTYPE html> <html> <head> </head> <body> <ul style="line-height: 18px;"> <li>&bull; LED display for precise monitoring of temperature</li> <li>&bull; A wide speed range from 0 to 1500rpm</li> <li>&bull; Max. heating plate temperature at 550&deg;C</li> <li>&bull; External temperature control accuarcy of &plusmn;0.2℃ is possible by connecting the temperature sensor(PT 1000)&nbsp;</li> <li>&bull; The &ldquo;HOT&rdquo; warning will flash when the plate temperature is above 50&deg;C even if the hotplate is turned off</li> </ul> <p>&nbsp;</p> <table width="100%"> <tbody> <tr> <td width="42%"> <p>&nbsp;Dimension of work plate&nbsp; [W x D]</p> </td> <td width="57%"> <p>&nbsp;184x184mm (7 inch)</p> </td> </tr> <tr> <td width="42%"> <p>&nbsp;Work plate material&nbsp;</p> </td> <td width="57%"> <p>&nbsp;Glass ceramic</p> </td> </tr> <tr> <td width="42%"> <p>&nbsp;Motor type</p> </td> <td width="57%"> <p>&nbsp;Shaded pole motor</p> </td> </tr> <tr> <td width="42%"> <p>&nbsp;Motor rating input</p> </td> <td width="57%"> <p>&nbsp;15W</p> </td> </tr> <tr> <td width="42%"> <p>&nbsp;Motor rating output</p> </td> <td width="57%"> <p>&nbsp;1.5W</p> </td> </tr> <tr> <td width="42%"> <p>&nbsp;Power</p> </td> <td width="57%"> <p>&nbsp;1030W</p> </td> </tr> <tr> <td width="42%"> <p>&nbsp;Heating output</p> </td> <td width="57%"> <p>&nbsp;1000W</p> </td> </tr> <tr> <td width="42%"> <p>&nbsp;Voltage</p> </td> <td width="57%"> <p>&nbsp;100-120/200-240V 50/60Hz</p> </td> </tr> <tr> <td width="42%"> <p>&nbsp;Stirring positions</p> </td> <td width="57%"> <p>&nbsp;1</p> </td> </tr> <tr> <td width="42%"> <p>&nbsp;Max. stirring quantity, [H2O]</p> </td> <td width="57%"> <p>&nbsp;10L</p> </td> </tr> <tr> <td width="42%"> <p>&nbsp;Max. magnetic bar[length]</p> </td> <td width="57%"> <p>&nbsp;80mm</p> </td> </tr> <tr> <td width="42%"> <p>&nbsp;Speed range</p> </td> <td width="57%"> <p>&nbsp;0-1500rpm</p> </td> </tr> <tr> <td width="42%"> <p>&nbsp;Speed display</p> </td> <td width="57%"> <p>&nbsp;Scale</p> </td> </tr> <tr> <td width="42%"> <p>&nbsp;Temperature display&nbsp;</p> </td> <td width="57%"> <p>&nbsp;LED</p> </td> </tr> <tr> <td width="42%"> <p>&nbsp;Heating temperature range</p> </td> <td width="57%"> <p>&nbsp;Room temp.-550&deg;C, increment 5&deg;C</p> </td> </tr> <tr> <td width="42%"> <p>&nbsp;Control accuracy of work plate&nbsp;</p> </td> <td width="57%"> <p>&nbsp;&plusmn;10&deg;C</p> </td> </tr> <tr> <td width="42%"> <p>&nbsp;Over temperature protection&nbsp;</p> </td> <td width="57%"> <p>&nbsp;580&deg;C</p> </td> </tr> <tr> <td width="42%"> <p>&nbsp;Temperature display accuracy</p> </td> <td width="57%"> <p>&nbsp;&plusmn;1&deg;C</p> </td> </tr> <tr> <td width="42%"> <p>&nbsp;External temperature sensor</p> </td> <td width="57%"> <p>&nbsp;PT1000 (accuracy &plusmn;0.2)</p> </td> </tr> <tr> <td width="42%"> <p>&nbsp;"Hot" warning</p> </td> <td width="57%"> <p>&nbsp;50&deg;C</p> </td> </tr> <tr> <td width="42%"> <p>&nbsp;Protection class</p> </td> <td width="57%"> <p>&nbsp;IP21</p> </td> </tr> <tr> <td width="42%"> <p>&nbsp;Dimension [W x D x H]</p> </td> <td width="57%"> <p>&nbsp;215x360x112mm</p> </td> </tr> <tr> <td width="42%"> <p>&nbsp;Weight&nbsp;</p> </td> <td width="57%"> <p>&nbsp;4.5kg</p> </td> </tr> <tr> <td width="42%"> <p>&nbsp;Permissible ambient temperature and humudty&nbsp;</p> </td> <td width="57%"> <p>&nbsp;5-40&deg;C, 80%</p> </td> </tr> </tbody> </table><p><strong>product information page download</strong><strong>&nbsp;</strong>&nbsp;:</p> <p>&nbsp;</p> <p>&nbsp; &nbsp; &nbsp; &nbsp; &nbsp;&nbsp;<a href="http://www.dlabsci.com/uploads/DLAB%20Catalogue.pdf" target="_blank"><img style="height: 165px; width: 125px; -moz-box-shadow: 2px 2px 5px #333333; -webkit-box-shadow: 2px 2px 5px #333333; box-shadow: 2px 2px 5px #333333;" src="http://www.microanalytix.co.nz/content/images/thumbs/DLAB.PNG" alt="" /></a></p> <p>&nbsp;</p> <p>&nbsp;</p> </body> </html> | 0 | 1 | FALSE |  |  |  | ms7-h550-s-hotplate-magnetic-stirrer | FALSE | TRUE | MS7-H550-S |  |  | FALSE | 0 | FALSE |  | FALSE | FALSE | 0 | TRUE | 10 | 1 | FALSE | 0 | FALSE |  | FALSE | 100 | 0 | 10 | TRUE | FALSE | 0 | 0 | 0 | FALSE | 6 | 0 | 10000 | FALSE | FALSE | 0 | 0 | 1 | 0 | FALSE | 1 | 10000 |  | FALSE | FALSE | FALSE | FALSE |  | FALSE | 1930.5 | 1930.5 | 0 |  |  |  | FALSE | 0 | 1000 | 0 | 0 | 0 | 0 | 42912.9701 | 155; | 18; | E:\w3server\microanalytix.com.au\httpdocs\content\images\thumbs\0012007_ms7-h550-s-hotplate-magnetic-stirrer.jpeg
5 | 0 | TRUE | MS-C-S1 Hotplate Magnetic Stirrer | 16-Channel Classic Magnetic Stirrer | <!DOCTYPE html> <html> <head> </head> <body> <ul style="line-height: 18px;"> <li>&bull; A space saving unit with 16 stirring positions and 4 independent speed control channels</li> <li>&bull; A wide range of speed from 0 to 1100rpm</li> <li>&bull; High magnetic adhesion prevents stirrer spin bar out of control</li> <li>&bull; Stainless steel work plate cover with silicone cushion, provid excellent performance of skid resistance</li> </ul> <p>&nbsp;</p> <table width="100%"> <tbody> <tr> <td width="40%"> <p>&nbsp;Dimension of work plate [W x D]</p> </td> <td width="59%"> <p>&nbsp;365&times;345mm</p> </td> </tr> <tr> <td width="40%"> <p>&nbsp;Work plate material</p> </td> <td width="59%"> <p>&nbsp;Stainless steel with silicone cushion</p> </td> </tr> <tr> <td width="40%"> <p>&nbsp;Motor type</p> </td> <td width="59%"> <p>&nbsp;DC motor</p> </td> </tr> <tr> <td width="40%"> <p>&nbsp;Motor input power</p> </td> <td width="59%"> <p>&nbsp;12W</p> </td> </tr> <tr> <td width="40%"> <p>&nbsp;Motor output power</p> </td> <td width="59%"> <p>&nbsp;4W</p> </td> </tr> <tr> <td width="40%"> <p>&nbsp;Power</p> </td> <td width="59%"> <p>&nbsp;20W</p> </td> </tr> <tr> <td width="40%"> <p>&nbsp;Voltage&nbsp;</p> </td> <td width="59%"> <p>&nbsp;100-120/200-240V, 50/60Hz</p> </td> </tr> <tr> <td width="40%"> <p>&nbsp;Stirring positions</p> </td> <td width="59%"> <p>&nbsp;16 ( 4 channel )</p> </td> </tr> <tr> <td width="40%"> <p>&nbsp;Max. stirring quantity [H2O]</p> </td> <td width="59%"> <p>&nbsp;0.4L&times;16</p> </td> </tr> <tr> <td width="40%"> <p>&nbsp;Max. magnetic bar [length]</p> </td> <td width="59%"> <p>&nbsp;40mm</p> </td> </tr> <tr> <td width="40%"> <p>&nbsp;Speed range</p> </td> <td width="59%"> <p>&nbsp;0-1100rpm</p> </td> </tr> <tr> <td width="40%"> <p>&nbsp;Speed display</p> </td> <td width="59%"> <p>&nbsp;Scale</p> </td> </tr> <tr> <td width="40%"> <p>&nbsp;Protection class</p> </td> <td width="59%"> <p>&nbsp;IP2X</p> </td> </tr> <tr> <td width="40%"> <p>&nbsp;Dimension [W x D x H]</p> </td> <td width="59%"> <p>&nbsp;380&times;622&times;65mm</p> </td> </tr> <tr> <td width="40%"> <p>&nbsp;Weight</p> </td> <td width="59%"> <p>&nbsp;6kg</p> </td> </tr> <tr> <td width="40%"> <p>&nbsp;Permissible ambient temperature&nbsp;&nbsp;and humidity</p> </td> <td width="59%"> <p>&nbsp;5-40&deg;C, 80%</p> </td> </tr> </tbody> </table> <p>&nbsp;</p><p>Dragon Lab is a&nbsp;professional manufacturer of high-quality laboratory instruments for research. The company is dedicated to developing and manufacturing general laboratory instruments, offering researchers unmatched performance and proven value.</p> <p><strong>product information page download</strong><strong>&nbsp;</strong>&nbsp;:</p> <p>&nbsp;</p> <p>&nbsp; &nbsp; &nbsp; &nbsp; &nbsp;&nbsp;<a href="http://www.dlabsci.com/uploads/DLAB%20Catalogue.pdf" target="_blank"><img style="height: 165px; width: 125px; -moz-box-shadow: 2px 2px 5px #333333; -webkit-box-shadow: 2px 2px 5px #333333; box-shadow: 2px 2px 5px #333333;" src="http://www.microanalytix.co.nz/content/images/thumbs/DLAB.PNG" alt="" /></a></p><p><strong>DispensMate Dispenser Chemical Compatibility download</strong><strong>&nbsp;</strong>&nbsp;:</p> <p>&nbsp;</p><a href="http://www.microanalytix.co.nz/content/files/Chem Comp chart top Dispenser DLab.pdf" target="_blank"><img style="height: 165px; width: 125px; -moz-box-shadow: 2px 2px 5px #333333; -webkit-box-shadow: 2px 2px 5px #333333; box-shadow: 2px 2px 5px #333333;" src="http://www.microanalytix.co.nz/content/images/thumbs/DispensMate Dispenser Chemical Compatibility.PNG" alt="DispensMate Dispenser Chemical Compatibility" /></a></p> <p>&nbsp;</p> <p>&nbsp;</p> </body> </html> | 0 | 1 | FALSE |  |  |  | ms-c-s1-hotplate-magnetic-stirrer | FALSE | TRUE | MS-C-S1 |  |  | FALSE | 0 | FALSE |  | FALSE | FALSE | 0 | TRUE | 10 | 1 | FALSE | 0 | FALSE |  | FALSE | 100 | 0 | 10 | TRUE | FALSE | 0 | 0 | 0 | FALSE | 6 | 0 | 10000 | FALSE | FALSE | 0 | 0 | 1 | 0 | FALSE | 1 | 10000 |  | FALSE | FALSE | FALSE | FALSE |  | FALSE | 2475 | 2475 | 0 |  |  |  | FALSE | 0 | 1000 | 0 | 0 | 0 | 0 | 42912.9983 | 155; | 18; | E:\w3server\microanalytix.com.au\httpdocs\content\images\thumbs\0011034_ms-c-s1-hotplate-magnetic-stirrer.jpeg
5 | 0 | TRUE | MS-C-S4 Hotplate Magnetic Stirrer | Magnetic Stirrer for cell culture, four channels | <!DOCTYPE html> <html> <head> </head> <body> <ul style="line-height: 18px;"> <li>&bull; Easy to program</li> <li>&bull; LED display shows speed</li> <li>&bull; Multiple work modes selection</li> <li>&bull; Available in &nbsp;4 position</li> </ul> <p>&nbsp;</p> <table width="100%"> <tbody> <tr> <td width="41%"> <p>&nbsp;Dimension of work plate</p> </td> <td width="58%"> <p>&nbsp;&phi;105mm</p> </td> </tr> <tr> <td width="41%"> <p>&nbsp;Work plate material</p> </td> <td width="58%"> <p>&nbsp;Cast Aluminum</p> </td> </tr> <tr> <td width="41%"> <p>&nbsp;Motor type</p> </td> <td width="58%"> <p>&nbsp;Stepper Motor</p> </td> </tr> <tr> <td width="41%"> <p>&nbsp;Motor output power</p> </td> <td width="58%"> <p>&nbsp;15W</p> </td> </tr> <tr> <td width="41%"> <p>&nbsp;Voltage</p> </td> <td width="58%"> <p>&nbsp;100~120/200~240V, 50/60Hz</p> </td> </tr> <tr> <td width="41%"> <p>&nbsp;Stirring positions</p> </td> <td width="58%"> <p>&nbsp;4 (each point distance 190mm)</p> </td> </tr> <tr> <td width="41%"> <p>&nbsp;Max. stirring quantity [H2O]</p> </td> <td width="58%"> <p>&nbsp;3L</p> </td> </tr> <tr> <td width="41%"> <p>&nbsp;Max. magnetic bar [length]</p> </td> <td width="58%"> <p>&nbsp;80mm</p> </td> </tr> <tr> <td width="41%"> <p>&nbsp;Speed range</p> </td> <td width="58%"> <p>&nbsp;5-200rpm</p> </td> </tr> <tr> <td width="41%"> <p>&nbsp;Speed display</p> </td> <td width="58%"> <p>&nbsp;LED</p> </td> </tr> <tr> <td width="41%"> <p>&nbsp;Timer function</p> </td> <td width="58%"> <p>&nbsp;0-49min59s</p> </td> </tr> <tr> <td width="41%"> <p>&nbsp;Data connector</p> </td> <td width="58%"> <p>&nbsp;RS232</p> </td> </tr> <tr> <td width="41%"> <p>&nbsp;Protection class</p> </td> <td width="58%"> <p>&nbsp;IP2X</p> </td> </tr> <tr> <td width="41%"> <p>&nbsp;Dimension [W &times; D &times; H]</p> </td> <td width="58%"> <p>&nbsp;395&times;450&times;90mm</p> </td> </tr> <tr> <td width="41%"> <p>&nbsp;Weight</p> </td> <td width="58%"> <p>&nbsp;5.5kg</p> </td> </tr> <tr> <td width="41%"> <p>&nbsp;Permissible ambient temperature&nbsp;and humidity</p> </td> <td width="58%"> <p>&nbsp;5-40&deg;C,80%</p> </td> </tr> </tbody> </table> <p>&nbsp;</p><p>Dragon Lab is a&nbsp;professional manufacturer of high-quality laboratory instruments for research. The company is dedicated to developing and manufacturing general laboratory instruments, offering researchers unmatched performance and proven value.</p> <p><strong>product information page download</strong><strong>&nbsp;</strong>&nbsp;:</p> <p>&nbsp;</p> <p>&nbsp; &nbsp; &nbsp; &nbsp; &nbsp;&nbsp;<a href="http://www.dlabsci.com/uploads/DLAB%20Catalogue.pdf" target="_blank"><img style="height: 165px; width: 125px; -moz-box-shadow: 2px 2px 5px #333333; -webkit-box-shadow: 2px 2px 5px #333333; box-shadow: 2px 2px 5px #333333;" src="http://www.microanalytix.co.nz/content/images/thumbs/DLAB.PNG" alt="" /></a></p><p><strong>DispensMate Dispenser Chemical Compatibility download</strong><strong>&nbsp;</strong>&nbsp;:</p> <p>&nbsp;</p><a href="http://www.microanalytix.co.nz/content/files/Chem Comp chart top Dispenser DLab.pdf" target="_blank"><img style="height: 165px; width: 125px; -moz-box-shadow: 2px 2px 5px #333333; -webkit-box-shadow: 2px 2px 5px #333333; box-shadow: 2px 2px 5px #333333;" src="http://www.microanalytix.co.nz/content/images/thumbs/DispensMate Dispenser Chemical Compatibility.PNG" alt="DispensMate Dispenser Chemical Compatibility" /></a></p> <p>&nbsp;</p> <p>&nbsp;</p> </body> </html> | 0 | 1 | FALSE |  |  |  | ms-c-s4-hotplate-magnetic-stirrer | FALSE | TRUE | MS-C-S4 |  |  | FALSE | 0 | FALSE |  | FALSE | FALSE | 0 | TRUE | 10 | 1 | FALSE | 0 | FALSE |  | FALSE | 100 | 0 | 10 | TRUE | FALSE | 0 | 0 | 0 | FALSE | 6 | 0 | 10000 | FALSE | FALSE | 0 | 0 | 1 | 0 | FALSE | 1 | 10000 |  | FALSE | FALSE | FALSE | FALSE |  | FALSE | 3960 | 3960 | 0 |  |  |  | FALSE | 0 | 1000 | 0 | 0 | 0 | 0 | 42912.9994 | 155; | 18; | E:\w3server\microanalytix.com.au\httpdocs\content\images\thumbs\0011036_ms-c-s4-hotplate-magnetic-stirrer.jpeg
5 | 0 | TRUE | MS-H280-Pro Hotplate Magnetic Stirrer | Double LED Digital Hotplate Magnetic Stirrer,stainless steel with ceramic coated hotplate,heating temperature up to 280°C | <!DOCTYPE html> <html> <head> </head> <body> <ul style="line-height: 18px;"> <li>&bull; Digital temperature control with Max. temperature at 280&deg;C</li> <li>&bull; Digital speed control with Max. speed up to 1500rpm</li> <li>&bull; Stainless steel work plate with ceramic coating providing good chemical-resistant performance</li> <li>&bull; External temperature control accuracy of &plusmn;0.5℃ is possible by connecting the temperature sensor(PT 1000)&nbsp;</li> <li>&bull; LED display shows temperature and speed</li> <li>&bull; The &ldquo;HOT&rdquo; warning will flash when the work plate temperature is above 50&deg;C even if the hotplate is turned off</li> </ul> <p>&nbsp;</p> <table width="100%"> <tbody> <tr> <td width="41%"> <p>&nbsp;Dimension of work plate&nbsp;</p> </td> <td width="58%"> <p>&nbsp;&phi;135mm ( 5 inch )</p> </td> </tr> <tr> <td width="41%"> <p>&nbsp;Work plate material&nbsp;</p> </td> <td width="58%"> <p>&nbsp;stainless steel cover with ceramic</p> </td> </tr> <tr> <td width="41%"> <p>&nbsp;Motor type</p> </td> <td width="58%"> <p>&nbsp;DC motor</p> </td> </tr> <tr> <td width="41%"> <p>&nbsp;Motor rating input</p> </td> <td width="58%"> <p>&nbsp;5W</p> </td> </tr> <tr> <td width="41%"> <p>&nbsp;Motor rating output&nbsp;</p> </td> <td width="58%"> <p>&nbsp;3W</p> </td> </tr> <tr> <td width="41%"> <p>&nbsp;Power</p> </td> <td width="58%"> <p>&nbsp;515W</p> </td> </tr> <tr> <td width="41%"> <p>&nbsp;Heating output</p> </td> <td width="58%"> <p>&nbsp;500W</p> </td> </tr> <tr> <td width="41%"> <p>&nbsp;Voltage</p> </td> <td width="58%"> <p>&nbsp;100-120/200-240V 50/60Hz</p> </td> </tr> <tr> <td width="41%"> <p>&nbsp;Stirring positions</p> </td> <td width="58%"> <p>&nbsp;1</p> </td> </tr> <tr> <td width="41%"> <p>&nbsp;Max. stirring quantity</p> </td> <td width="58%"> <p>&nbsp;3L</p> </td> </tr> <tr> <td width="41%"> <p>&nbsp;Max. magnetic bar[length]</p> </td> <td width="58%"> <p>&nbsp;50mm</p> </td> </tr> <tr> <td width="41%"> <p>&nbsp;Speed range</p> </td> <td width="58%"> <p>&nbsp;100-1500rpm</p> </td> </tr> <tr> <td width="41%"> <p>&nbsp;Speed display</p> </td> <td width="58%"> <p>&nbsp;LED</p> </td> </tr> <tr> <td width="41%"> <p>&nbsp;Temperature display</p> </td> <td width="58%"> <p>&nbsp;LED</p> </td> </tr> <tr> <td width="41%"> <p>&nbsp;Speed display resolution&nbsp;</p> </td> <td width="58%"> <p>&nbsp;&plusmn;1rpm</p> </td> </tr> <tr> <td width="41%"> <p>&nbsp;Heating temperature range</p> </td> <td width="58%"> <p>&nbsp;Room temp.~280, increment 1&deg;C</p> </td> </tr> <tr> <td width="41%"> <p>&nbsp;Control accuracy of work plate&nbsp;</p> </td> <td width="58%"> <p>&nbsp;&plusmn;1&deg;C(&lt;100&deg;C) , &plusmn;1%(&gt;100&deg;C)</p> </td> </tr> <tr> <td width="41%"> <p>&nbsp;Over temperature protection&nbsp;</p> </td> <td width="58%"> <p>&nbsp;320&deg;C</p> </td> </tr> <tr> <td width="41%"> <p>&nbsp;Temperature display accuracy</p> </td> <td width="58%"> <p>&nbsp;&plusmn;1&deg;C</p> </td> </tr> <tr> <td width="41%"> <p>&nbsp;External temperature sensor</p> </td> <td width="58%"> <p>&nbsp;PT1000 (accuracy &plusmn;0.5&deg;C)</p> </td> </tr> <tr> <td width="41%"> <p>&nbsp;"Hot" warning</p> </td> <td width="58%"> <p>&nbsp;50&deg;C</p> </td> </tr> <tr> <td width="41%"> <p>&nbsp;Protection class</p> </td> <td width="58%"> <p>&nbsp;IP21</p> </td> </tr> <tr> <td width="41%"> <p>&nbsp;Dimension [W x D x H]</p> </td> <td width="58%"> <p>&nbsp;150&times;260&times;80mm</p> </td> </tr> <tr> <td width="41%"> <p>&nbsp;Weight</p> </td> <td width="58%"> <p>&nbsp;1.8kg</p> </td> </tr> <tr> <td width="41%"> <p>&nbsp;Permissible ambient temperature&nbsp;and humidity</p> </td> <td width="58%"> <p>&nbsp;5-40&deg;C, 80%</p> </td> </tr> </tbody> </table> <p>&nbsp;</p><p>Dragon Lab is a&nbsp;professional manufacturer of high-quality laboratory instruments for research. The company is dedicated to developing and manufacturing general laboratory instruments, offering researchers unmatched performance and proven value.</p> <p><strong>product information page download</strong><strong>&nbsp;</strong>&nbsp;:</p> <p>&nbsp;</p> <p>&nbsp; &nbsp; &nbsp; &nbsp; &nbsp;&nbsp;<a href="http://www.dlabsci.com/uploads/DLAB%20Catalogue.pdf" target="_blank"><img style="height: 165px; width: 125px; -moz-box-shadow: 2px 2px 5px #333333; -webkit-box-shadow: 2px 2px 5px #333333; box-shadow: 2px 2px 5px #333333;" src="http://www.microanalytix.co.nz/content/images/thumbs/DLAB.PNG" alt="" /></a></p><p><strong>DispensMate Dispenser Chemical Compatibility download</strong><strong>&nbsp;</strong>&nbsp;:</p> <p>&nbsp;</p><a href="http://www.microanalytix.co.nz/content/files/Chem Comp chart top Dispenser DLab.pdf" target="_blank"><img style="height: 165px; width: 125px; -moz-box-shadow: 2px 2px 5px #333333; -webkit-box-shadow: 2px 2px 5px #333333; box-shadow: 2px 2px 5px #333333;" src="http://www.microanalytix.co.nz/content/images/thumbs/DispensMate Dispenser Chemical Compatibility.PNG" alt="DispensMate Dispenser Chemical Compatibility" /></a></p> <p>&nbsp;</p> <p>&nbsp;</p> </body> </html> | 0 | 1 | FALSE |  |  |  | ms-h280-pro-hotplate-magnetic-stirrer | FALSE | TRUE | MS-H280-Pro |  |  | FALSE | 0 | FALSE |  | FALSE | FALSE | 0 | TRUE | 10 | 1 | FALSE | 0 | FALSE |  | FALSE | 100 | 0 | 10 | TRUE | FALSE | 0 | 0 | 0 | FALSE | 6 | 0 | 10000 | FALSE | FALSE | 0 | 0 | 1 | 0 | FALSE | 1 | 10000 |  | FALSE | FALSE | FALSE | FALSE |  | FALSE | 940.5 | 940.5 | 0 |  |  |  | FALSE | 0 | 1000 | 0 | 0 | 0 | 0 | 42912.9864 | 155; | 18; | E:\w3server\microanalytix.com.au\httpdocs\content\images\thumbs\0011016_ms-h280-pro-hotplate-magnetic-stirrer.jpeg
5 | 0 | TRUE | MS-H340-S4 | LCD 4-Channel Digital Magnetic Hot-plate Stirrer | <!DOCTYPE html> <html> <head> </head> <body> <table width="100%"> <tbody> <tr> <td> <table width="570"> <tbody> <tr> <td> <table width="517"> <tbody> <tr> <td width="183"> <p>&nbsp;</p> <table width="100%"> <tbody> <tr> <td><br /> <p>We are pleased to announce our new addition - MS-H340-S4, LCD 4-Channel Digital Magnetic Hot-plate Stirrer.</p> <p>Our New Product MS-H340-S4 is launching in November 2018!</p> <p>For the price, please call us: 0800 1289 266</p> <table width="570"> <tbody> <tr> <td><strong>MS-H340-S4</strong><br /><strong>LCD 4-Channel Digital Magnetic Hotplate Stirrer</strong><br /> <table width="100%"> <tbody> <tr> <td> <p><strong>Key Features:</strong></p> </td> </tr> </tbody> </table> <br />&bull; Independent heating and stirring control<br />&bull; LCD display shows actual temperatures and speeds<br />&bull; Brushless DC motor enables powerful speed control<br />&bull; The external temperature sensor(PT1000) with accuracy&nbsp;at&nbsp;0.2&deg;C<br />&bull; Stainless steel work plate with ceramic coating provides good chemical resistant performance<br /><br /><strong>Specifications:</strong> <table width="517"> <tbody> <tr> <td width="331"> <p>Work plate dimension</p> </td> <td width="183"> <p>&Phi;134mm(5inch)</p> </td> </tr> <tr> <td width="331"> <p>Work Plate material</p> </td> <td width="183"> <p>Stainless steel with ceramic coating</p> </td> </tr> <tr> <td width="331"> <p>Max. stirring quantity of single position (H2O)</p> </td> <td width="183"> <p>10L</p> </td> </tr> <tr> <td width="331"> <p>Motor type</p> </td> <td width="183"> <p>Brushless DC motor</p> </td> </tr> <tr> <td width="331"> <p>Temperature range[&deg;C]</p> </td> <td width="183"> <p>25-340&deg;C</p> </td> </tr> <tr> <td width="331"> <p>Power[W]</p> </td> <td width="183"> <p>515W&times;4</p> </td> </tr> <tr> <td width="331"> <p>Stirring positions</p> </td> <td width="183"> <p>4</p> </td> </tr> <tr> <td width="331"> <p>IP Protection class</p> </td> <td width="183"> <p>IP21</p> </td> </tr> </tbody> </table> </td> </tr> </tbody> </table> </td> </tr> </tbody> </table> &nbsp;</td> </tr> </tbody> </table> </td> </tr> </tbody> </table> </td> </tr> </tbody> </table><p>Dragon Lab is a&nbsp;professional manufacturer of high-quality laboratory instruments for research. The company is dedicated to developing and manufacturing general laboratory instruments, offering researchers unmatched performance and proven value.</p> <p><strong>product information page download</strong><strong>&nbsp;</strong>&nbsp;:</p> <p>&nbsp;</p> <p>&nbsp; &nbsp; &nbsp; &nbsp; &nbsp;&nbsp;<a href="http://www.dlabsci.com/uploads/DLAB%20Catalogue.pdf" target="_blank"><img style="height: 165px; width: 125px; -moz-box-shadow: 2px 2px 5px #333333; -webkit-box-shadow: 2px 2px 5px #333333; box-shadow: 2px 2px 5px #333333;" src="http://www.microanalytix.co.nz/content/images/thumbs/DLAB.PNG" alt="" /></a></p><p><strong>DispensMate Dispenser Chemical Compatibility download</strong><strong>&nbsp;</strong>&nbsp;:</p> <p>&nbsp;</p><a href="http://www.microanalytix.co.nz/content/files/Chem Comp chart top Dispenser DLab.pdf" target="_blank"><img style="height: 165px; width: 125px; -moz-box-shadow: 2px 2px 5px #333333; -webkit-box-shadow: 2px 2px 5px #333333; box-shadow: 2px 2px 5px #333333;" src="http://www.microanalytix.co.nz/content/images/thumbs/DispensMate Dispenser Chemical Compatibility.PNG" alt="DispensMate Dispenser Chemical Compatibility" /></a></p> <p>&nbsp;</p> <p>&nbsp;</p> </body> </html> | 0 | 1 | FALSE | MS-H340-S4 | LCD 4-Channel Digital Magnetic Hot-plate Stirrer | LCD 4-Channel Digital Magnetic Hot-plate Stirrer | ms-h340-s4 | FALSE | TRUE | MS-H340-S4 |  |  | FALSE | 0 | FALSE |  | FALSE | FALSE | 0 | TRUE | 10 | 1 | FALSE | 0 | FALSE |  | FALSE | 100 | 0 | 10 | FALSE | FALSE | 0 | 0 | 0 | FALSE | 6 | 0 | 10000 | FALSE | FALSE | 0 | 0 | 1 | 0 | FALSE | 1 | 10000 |  | FALSE | FALSE | FALSE | FALSE |  | TRUE | 0 | 0 | 0 |  |  |  | FALSE | 0 | 1000 | 0 | 0 | 0 | 0 | 43349.903 |  | 18; | E:\w3server\microanalytix.com.au\httpdocs\content\images\thumbs\0012570_ms-h340-s4.jpeg
5 | 0 | TRUE | MS-H-Pro+ Hotplate Magnetic Stirrer | LCD Digital HotplateMagnetic Stirrer，stainlesssteel with ceramic coatedhotplate，heatingtemperature up to 340°C, | <!DOCTYPE html> <html> <head> </head> <body> <ul style="line-height: 18px;"> <li>&bull; Maintenance-free brushless DC motor</li> <li>&bull; Digital temperature control with Max. temperature at 340&deg;C</li> <li>&bull; Digital speed control with Max. speed up to 1500rpm</li> <li>&bull; Max. stirring quantity of H2O at 20L</li> <li>&bull; Safety circuits provide overheating protection</li> <li>&bull; The &ldquo;HOT&rdquo; warning will flash when the plate temperature is above 50&deg;C even if the hotplate is turned off</li> <li>&bull; The high-resolution LCD display shows actual temperatures and speed</li> <li>&bull; External temperature control accuarcy of &plusmn;0.2℃ is possible by connecting the temperature sensor(PT 1000)</li> <li>&bull; Stainless steel work plate with ceramic coating providing good chemical-resistant performance</li> <li>&bull; Remote function provide PC control and data transmission</li> <li>&bull; A wide variety of accessories are available</li> </ul> <p>&nbsp;</p> <table width="100%"> <tbody> <tr> <td width="40%"> <p>&nbsp;Work plate dimensions</p> </td> <td width="59%"> <p>&nbsp;&phi;135mm ( 5 inch )</p> </td> </tr> <tr> <td width="40%"> <p>&nbsp;Work plate material</p> </td> <td width="59%"> <p>&nbsp;stainless steel cover with ceramic</p> </td> </tr> <tr> <td width="40%"> <p>&nbsp;Motor type</p> </td> <td width="59%"> <p>&nbsp;Brushless DC motor</p> </td> </tr> <tr> <td width="40%"> <p>&nbsp;Motor rating input</p> </td> <td width="59%"> <p>&nbsp;18W</p> </td> </tr> <tr> <td width="40%"> <p>&nbsp;Motor rating output</p> </td> <td width="59%"> <p>&nbsp;10W</p> </td> </tr> <tr> <td width="40%"> <p>&nbsp;Power</p> </td> <td width="59%"> <p>&nbsp;550W</p> </td> </tr> <tr> <td width="40%"> <p>&nbsp;Heating output</p> </td> <td width="59%"> <p>&nbsp;500W</p> </td> </tr> <tr> <td width="40%"> <p>&nbsp;Voltage</p> </td> <td width="59%"> <p>&nbsp;100-120/200-240V 50/60Hz</p> </td> </tr> <tr> <td width="40%"> <p>&nbsp;Stirring positions</p> </td> <td width="59%"> <p>&nbsp;1</p> </td> </tr> <tr> <td width="40%"> <p>&nbsp;Max. stirring quantity[H2O]</p> </td> <td width="59%"> <p>&nbsp;20L</p> </td> </tr> <tr> <td width="40%"> <p>&nbsp;Max. magnetic bar[length]</p> </td> <td width="59%"> <p>&nbsp;80mm</p> </td> </tr> <tr> <td width="40%"> <p>&nbsp;Speed range</p> </td> <td width="59%"> <p>&nbsp;100-1500rpm, resolution&plusmn;1rpm</p> </td> </tr> <tr> <td width="40%"> <p>&nbsp;Speed display</p> </td> <td width="59%"> <p>&nbsp;LCD</p> </td> </tr> <tr> <td width="40%"> <p>&nbsp;Temperature display</p> </td> <td width="59%"> <p>&nbsp;LCD</p> </td> </tr> <tr> <td width="40%"> <p>&nbsp;Heating temperature range</p> </td> <td width="59%"> <p>&nbsp;Room temp.~340&deg;C, increment 1&deg;C</p> </td> </tr> <tr> <td width="40%"> <p>&nbsp;Temperature control accuracy</p> </td> <td width="59%"> <p>&nbsp;&plusmn;1&deg;C(&lt;100&deg;C); &plusmn;1%(&gt;100&deg;C)</p> </td> </tr> <tr> <td width="40%"> <p>&nbsp;Over temperature protection</p> </td> <td width="59%"> <p>&nbsp;360&deg;C</p> </td> </tr> <tr> <td width="40%"> <p>&nbsp;Temperature display accuracy</p> </td> <td width="59%"> <p>&nbsp;&plusmn;0.1&deg;C</p> </td> </tr> <tr> <td width="40%"> <p>&nbsp;External temperature sensor</p> </td> <td width="59%"> <p>&nbsp;PT1000 (accuracy &plusmn;0.2)</p> </td> </tr> <tr> <td width="40%"> <p>&nbsp;Hot warning</p> </td> <td width="59%"> <p>&nbsp;50&deg;C</p> </td> </tr> <tr> <td width="40%"> <p>&nbsp;Data connector</p> </td> <td width="59%"> <p>&nbsp;RS232</p> </td> </tr> <tr> <td width="40%"> <p>&nbsp;Protection class</p> </td> <td width="59%"> <p>&nbsp;IP42</p> </td> </tr> <tr> <td width="40%"> <p>&nbsp;Dimension [W x D x H]</p> </td> <td width="59%"> <p>&nbsp;160&times;280&times;85mm</p> </td> </tr> <tr> <td width="40%"> <p>&nbsp;Weight</p> </td> <td width="59%"> <p>&nbsp;2.8kg</p> </td> </tr> <tr> <td width="40%"> <p>&nbsp;Permissible ambient temperature&nbsp;and humidity</p> </td> <td width="59%"> <p>&nbsp;5-40&deg;C, 80%</p> </td> </tr> </tbody> </table> <p>&nbsp;</p><p>Dragon Lab is a&nbsp;professional manufacturer of high-quality laboratory instruments for research. The company is dedicated to developing and manufacturing general laboratory instruments, offering researchers unmatched performance and proven value.</p> <p><strong>product information page download</strong><strong>&nbsp;</strong>&nbsp;:</p> <p>&nbsp;</p> <p>&nbsp; &nbsp; &nbsp; &nbsp; &nbsp;&nbsp;<a href="http://www.dlabsci.com/uploads/DLAB%20Catalogue.pdf" target="_blank"><img style="height: 165px; width: 125px; -moz-box-shadow: 2px 2px 5px #333333; -webkit-box-shadow: 2px 2px 5px #333333; box-shadow: 2px 2px 5px #333333;" src="http://www.microanalytix.co.nz/content/images/thumbs/DLAB.PNG" alt="" /></a></p><p><strong>DispensMate Dispenser Chemical Compatibility download</strong><strong>&nbsp;</strong>&nbsp;:</p> <p>&nbsp;</p><a href="http://www.microanalytix.co.nz/content/files/Chem Comp chart top Dispenser DLab.pdf" target="_blank"><img style="height: 165px; width: 125px; -moz-box-shadow: 2px 2px 5px #333333; -webkit-box-shadow: 2px 2px 5px #333333; box-shadow: 2px 2px 5px #333333;" src="http://www.microanalytix.co.nz/content/images/thumbs/DispensMate Dispenser Chemical Compatibility.PNG" alt="DispensMate Dispenser Chemical Compatibility" /></a></p> <p>&nbsp;</p> <p>&nbsp;</p> </body> </html> | 0 | 1 | FALSE |  |  |  | ms-h-pro-hotplate-magnetic-stirrer | FALSE | TRUE | MS-H-Pro+ |  |  | FALSE | 0 | FALSE |  | FALSE | FALSE | 0 | TRUE | 10 | 1 | FALSE | 0 | FALSE |  | FALSE | 100 | 0 | 10 | TRUE | FALSE | 0 | 0 | 0 | FALSE | 6 | 0 | 10000 | FALSE | FALSE | 0 | 0 | 1 | 0 | FALSE | 1 | 10000 |  | FALSE | FALSE | FALSE | FALSE |  | FALSE | 1881 | 1881 | 0 |  |  |  | FALSE | 0 | 1000 | 0 | 0 | 0 | 0 | 42912.9835 | 155; | 18; | E:\w3server\microanalytix.com.au\httpdocs\content\images\thumbs\0011013_ms-h-pro-hotplate-magnetic-stirrer.jpeg
5 | 0 | TRUE | MS-H-ProT Hotplate Magnetic Stirrer | LCD Digital Hotplate Magnetic Stirrer with Timer, stainless steel with ceramic coated hotplate, heating temperature up to 340°C | <!DOCTYPE html> <html> <head> </head> <body> <ul style="line-height: 18px;"> <li>&bull; Maintenance-free brushless DC motor</li> <li>&bull; Digital temperature control with Max. temperature at 340&deg;C</li> <li>&bull; Digital speed control with Max. speed up to 1500rpm</li> <li>&bull; Max. stirring quantity of H2O at 20L</li> <li>&bull; Safety circuits provide overheating protection</li> <li>&bull; The &ldquo;HOT&rdquo; warning will flash when the plate temperature is above 50&deg;C even if the hotplate is turned off</li> <li>&bull; Wide range timer function from 1min to 99h59min</li> <li>&bull; The high-resolution LCD display shows actual temperatures,speed and time</li> <li>&bull; External temperature control accuracy of &plusmn;0.2℃ is possible by connecting the temperature sensor(PT 1000)</li> <li>&bull; Stainless steel work plate with ceramic coating providing good chemical-resistant performance</li> <li>&bull; Remote function provides PC control and data transmission</li> <li>&bull; A wide variety of accessories are available</li> </ul> <p>&nbsp;</p> <p>&nbsp;</p> <table width="100%"> <tbody> <tr> <td width="41%"> <p>&nbsp;Dimension of work plate&nbsp;</p> </td> <td width="58%"> <p>&nbsp;&phi;135mm ( 5 inch )</p> </td> </tr> <tr> <td width="41%"> <p>&nbsp;Work plate material &nbsp;</p> </td> <td width="58%"> <p>&nbsp;stainless steel cover with ceramic</p> </td> </tr> <tr> <td width="41%"> <p>&nbsp;Motor type</p> </td> <td width="58%"> <p>&nbsp;Brushless DC motor</p> </td> </tr> <tr> <td width="41%"> <p>&nbsp;Motor rating input</p> </td> <td width="58%"> <p>&nbsp;18W</p> </td> </tr> <tr> <td width="41%"> <p>&nbsp;Motor rating output</p> </td> <td width="58%"> <p>&nbsp;10W</p> </td> </tr> <tr> <td width="41%"> <p>&nbsp;Power</p> </td> <td width="58%"> <p>&nbsp;550W</p> </td> </tr> <tr> <td width="41%"> <p>&nbsp;Heating output</p> </td> <td width="58%"> <p>&nbsp;500W</p> </td> </tr> <tr> <td width="41%"> <p>&nbsp;Voltage</p> </td> <td width="58%"> <p>&nbsp;100-120/200-240V 50/60Hz</p> </td> </tr> <tr> <td width="41%"> <p>&nbsp;Stirring positions</p> </td> <td width="58%"> <p>&nbsp;1</p> </td> </tr> <tr> <td width="41%"> <p>&nbsp;Max. stirring quantity[H2O]</p> </td> <td width="58%"> <p>&nbsp;20L</p> </td> </tr> <tr> <td width="41%"> <p>&nbsp;Max. magnetic bar[length]</p> </td> <td width="58%"> <p>&nbsp;80mm</p> </td> </tr> <tr> <td width="41%"> <p>&nbsp;Speed range</p> </td> <td width="58%"> <p>&nbsp;100-1500rpm, resolution&plusmn;1rpm</p> </td> </tr> <tr> <td width="41%"> <p>&nbsp;Speed display</p> </td> <td width="58%"> <p>&nbsp;LCD</p> </td> </tr> <tr> <td width="41%"> <p>&nbsp;Temperature display</p> </td> <td width="58%"> <p>&nbsp;LCD</p> </td> </tr> <tr> <td width="41%"> <p>&nbsp;Heating temperature range</p> </td> <td width="58%"> <p>&nbsp;Room temp.~340&deg;C, increment 1&deg;C</p> </td> </tr> <tr> <td width="41%"> <p>&nbsp;Control accuracy of work plate&nbsp;</p> </td> <td width="58%"> <p>&nbsp;&plusmn;1&deg;C(&lt;100&deg;C); &plusmn;1%(&gt;100&deg;C)</p> </td> </tr> <tr> <td width="41%"> <p>&nbsp;Over temperature protection&nbsp;</p> </td> <td width="58%"> <p>&nbsp;360&deg;C</p> </td> </tr> <tr> <td width="41%"> <p>&nbsp;Temperature display accuracy</p> </td> <td width="58%"> <p>&nbsp;&plusmn;0.1&deg;C</p> </td> </tr> <tr> <td width="41%"> <p>&nbsp;External temperature sensor</p> </td> <td width="58%"> <p>&nbsp;PT1000 (accuracy &plusmn;0.2)</p> </td> </tr> <tr> <td width="41%"> <p>&nbsp;"Hot" warning</p> </td> <td width="58%"> <p>&nbsp;50&deg;C</p> </td> </tr> <tr> <td width="41%"> <p>&nbsp;Timer function</p> </td> <td width="58%"> <p>&nbsp;1min~99h59min</p> </td> </tr> <tr> <td width="41%"> <p>&nbsp;Data connector</p> </td> <td width="58%"> <p>&nbsp;RS232</p> </td> </tr> <tr> <td width="41%"> <p>&nbsp;Protection class</p> </td> <td width="58%"> <p>&nbsp;IP42</p> </td> </tr> <tr> <td width="41%"> <p>&nbsp;Dimension [W x D x H]</p> </td> <td width="58%"> <p>&nbsp;160&times;280&times;85mm</p> </td> </tr> <tr> <td width="41%"> <p>&nbsp;Weight</p> </td> <td width="58%"> <p>&nbsp;2.8kg</p> </td> </tr> <tr> <td width="41%"> <p>&nbsp;Permissible ambient temperature and humidity&nbsp;</p> </td> <td width="58%"> <p>&nbsp;5-40&deg;C, 80%</p> </td> </tr> </tbody> </table> <p>&nbsp;</p><p>Dragon Lab is a&nbsp;professional manufacturer of high-quality laboratory instruments for research. The company is dedicated to developing and manufacturing general laboratory instruments, offering researchers unmatched performance and proven value.</p> <p><strong>product information page download</strong><strong>&nbsp;</strong>&nbsp;:</p> <p>&nbsp;</p> <p>&nbsp; &nbsp; &nbsp; &nbsp; &nbsp;&nbsp;<a href="http://www.dlabsci.com/uploads/DLAB%20Catalogue.pdf" target="_blank"><img style="height: 165px; width: 125px; -moz-box-shadow: 2px 2px 5px #333333; -webkit-box-shadow: 2px 2px 5px #333333; box-shadow: 2px 2px 5px #333333;" src="http://www.microanalytix.co.nz/content/images/thumbs/DLAB.PNG" alt="" /></a></p><p><strong>DispensMate Dispenser Chemical Compatibility download</strong><strong>&nbsp;</strong>&nbsp;:</p> <p>&nbsp;</p><a href="http://www.microanalytix.co.nz/content/files/Chem Comp chart top Dispenser DLab.pdf" target="_blank"><img style="height: 165px; width: 125px; -moz-box-shadow: 2px 2px 5px #333333; -webkit-box-shadow: 2px 2px 5px #333333; box-shadow: 2px 2px 5px #333333;" src="http://www.microanalytix.co.nz/content/images/thumbs/DispensMate Dispenser Chemical Compatibility.PNG" alt="DispensMate Dispenser Chemical Compatibility" /></a></p> <p>&nbsp;</p> <p>&nbsp;</p> </body> </html> | 0 | 1 | FALSE |  |  |  | ms-h-prot-hotplate-magnetic-stirrer | FALSE | TRUE | MS-H-ProT |  |  | FALSE | 0 | FALSE |  | FALSE | FALSE | 0 | TRUE | 10 | 1 | FALSE | 0 | FALSE |  | FALSE | 100 | 0 | 10 | TRUE | FALSE | 0 | 0 | 0 | FALSE | 6 | 0 | 10000 | FALSE | FALSE | 0 | 0 | 1 | 0 | FALSE | 1 | 10000 |  | FALSE | FALSE | FALSE | FALSE |  | FALSE | 2079 | 2079 | 0 |  |  |  | FALSE | 0 | 1000 | 0 | 0 | 0 | 0 | 42912.9817 | 155; | 18; | E:\w3server\microanalytix.com.au\httpdocs\content\images\thumbs\0011012_ms-h-prot-hotplate-magnetic-stirrer.jpeg
5 | 0 | TRUE | MS-H-S Hotplate Magnetic Stirrer | Classic Hotplate Magnetic Stirrer, stainless steel with ceramic coated hotplate, heating temperature up to 340°C | <!DOCTYPE html> <html> <head> </head> <body> <ul style="line-height: 18px;"> <li>&bull; Maintenance free brushless DC motor</li> <li>&bull; Max. temperature 340&deg;C</li> <li>&bull; Max. speed 1500rpm</li> <li>&bull; Stainless steel work plate with ceramic coating providing good chemical-resistant performance</li> <li>&bull; Safety circuits provide overheating protection</li> <li>&bull; A wide variety of accessories are available</li> </ul> <p>&nbsp;</p> <table width="100%"> <tbody> <tr> <td width="40%"> <p>&nbsp;Dimension of work plate&nbsp;</p> </td> <td width="59%"> <p>&nbsp;&phi;135mm ( 5 inch )</p> </td> </tr> <tr> <td width="40%"> <p>&nbsp;Work plate material&nbsp;</p> </td> <td width="59%"> <p>&nbsp;stainless steel cover with ceramic</p> </td> </tr> <tr> <td width="40%"> <p>&nbsp;Motor type</p> </td> <td width="59%"> <p>&nbsp;Brushless DC motor</p> </td> </tr> <tr> <td width="40%"> <p>&nbsp;Motor rating input</p> </td> <td width="59%"> <p>&nbsp;18W</p> </td> </tr> <tr> <td width="40%"> <p>&nbsp;Motor rating output</p> </td> <td width="59%"> <p>&nbsp;10W</p> </td> </tr> <tr> <td width="40%"> <p>&nbsp;Power</p> </td> <td width="59%"> <p>&nbsp;530W</p> </td> </tr> <tr> <td width="40%"> <p>&nbsp;Heating output</p> </td> <td width="59%"> <p>&nbsp;500W</p> </td> </tr> <tr> <td width="40%"> <p>&nbsp;Voltage</p> </td> <td width="59%"> <p>&nbsp;100-120/200-240V 50/60Hz</p> </td> </tr> <tr> <td width="40%"> <p>&nbsp;Stirring positions</p> </td> <td width="59%"> <p>&nbsp;1</p> </td> </tr> <tr> <td width="40%"> <p>&nbsp;Max. stirring quantity [ H2O ]</p> </td> <td width="59%"> <p>&nbsp;20L</p> </td> </tr> <tr> <td width="40%"> <p>&nbsp;Max. magnetic bar [ length ]</p> </td> <td width="59%"> <p>&nbsp;80mm</p> </td> </tr> <tr> <td width="40%"> <p>&nbsp;Speed range</p> </td> <td width="59%"> <p>&nbsp;0-1500rpm, resolution&plusmn;1rpm</p> </td> </tr> <tr> <td width="40%"> <p>&nbsp;Speed display</p> </td> <td width="59%"> <p>&nbsp;Scale</p> </td> </tr> <tr> <td width="40%"> <p>&nbsp;Temperature display</p> </td> <td width="59%"> <p>&nbsp;Scale</p> </td> </tr> <tr> <td width="40%"> <p>&nbsp;Heating temperature range</p> </td> <td width="59%"> <p>&nbsp;Room temp.~340&deg;C</p> </td> </tr> <tr> <td width="40%"> <p>&nbsp;Over temperature protection&nbsp;</p> </td> <td width="59%"> <p>&nbsp;350&deg;C</p> </td> </tr> <tr> <td width="40%"> <p>&nbsp;Temperature display accuracy</p> </td> <td width="59%"> <p>&nbsp;&plusmn;0.5&deg;C</p> </td> </tr> <tr> <td width="40%"> <p>&nbsp;Timer function</p> </td> <td width="59%"> <p>&nbsp;1min~99h 59min</p> </td> </tr> <tr> <td width="40%"> <p>&nbsp;Protection class</p> </td> <td width="59%"> <p>&nbsp;IP42</p> </td> </tr> <tr> <td width="40%"> <p>&nbsp;Dimension [ W x D x H ]</p> </td> <td width="59%"> <p>&nbsp;160&times;280&times;85mm</p> </td> </tr> <tr> <td width="40%"> <p>&nbsp;Weight</p> </td> <td width="59%"> <p>&nbsp;2.8kg</p> </td> </tr> <tr> <td width="40%"> <p>&nbsp;Permissible ambient temperature and humidity</p> </td> <td rowspan="2" width="59%"> <p>&nbsp;5-40&deg;C, 80%</p> </td> </tr> </tbody> </table><p>Dragon Lab is a&nbsp;professional manufacturer of high-quality laboratory instruments for research. The company is dedicated to developing and manufacturing general laboratory instruments, offering researchers unmatched performance and proven value.</p> <p><strong>product information page download</strong><strong>&nbsp;</strong>&nbsp;:</p> <p>&nbsp;</p> <p>&nbsp; &nbsp; &nbsp; &nbsp; &nbsp;&nbsp;<a href="http://www.dlabsci.com/uploads/DLAB%20Catalogue.pdf" target="_blank"><img style="height: 165px; width: 125px; -moz-box-shadow: 2px 2px 5px #333333; -webkit-box-shadow: 2px 2px 5px #333333; box-shadow: 2px 2px 5px #333333;" src="http://www.microanalytix.co.nz/content/images/thumbs/DLAB.PNG" alt="" /></a></p><p><strong>DispensMate Dispenser Chemical Compatibility download</strong><strong>&nbsp;</strong>&nbsp;:</p> <p>&nbsp;</p><a href="http://www.microanalytix.co.nz/content/files/Chem Comp chart top Dispenser DLab.pdf" target="_blank"><img style="height: 165px; width: 125px; -moz-box-shadow: 2px 2px 5px #333333; -webkit-box-shadow: 2px 2px 5px #333333; box-shadow: 2px 2px 5px #333333;" src="http://www.microanalytix.co.nz/content/images/thumbs/DispensMate Dispenser Chemical Compatibility.PNG" alt="DispensMate Dispenser Chemical Compatibility" /></a></p> <p>&nbsp;</p> <p>&nbsp;</p> </body> </html> | 0 | 1 | FALSE |  |  |  | ms-h-s-hotplate-magnetic-stirrer | FALSE | TRUE | MS-H-S |  |  | FALSE | 0 | FALSE |  | FALSE | FALSE | 0 | TRUE | 10 | 1 | FALSE | 0 | FALSE |  | FALSE | 100 | 0 | 10 | TRUE | FALSE | 0 | 0 | 0 | FALSE | 6 | 0 | 10000 | FALSE | FALSE | 0 | 0 | 1 | 0 | FALSE | 1 | 10000 |  | FALSE | FALSE | FALSE | FALSE |  | FALSE | 1188 | 1188 | 0 |  |  |  | FALSE | 0 | 1000 | 0 | 0 | 0 | 0 | 42912.9849 | 155; | 18; | E:\w3server\microanalytix.com.au\httpdocs\content\images\thumbs\0011014_ms-h-s-hotplate-magnetic-stirrer.jpeg
5 | 0 | TRUE | MS-H-S10 Hotplate Magnetic Stirrer | 10-Channel Classic Hotplate Magnetic Stirrer, stainless steel plate with silicone film，heating temperature up to 120°C | <!DOCTYPE html> <html> <head> </head> <body> <ul style="line-height: 18px;"> <li> <p>&bull; Maintenance-free brushless DC motor</p> </li> <li> <p>&bull; Max speed 1100rpm</p> </li> <li> <p>&bull; Max.temperature 120&deg;C</p> </li> <li> <p>&bull; Stainless steel work plate covered with silicone cushion, providing the excellent performance of heating uniformity and skid resistance</p> <p>&nbsp;</p> <table width="100%"> <tbody> <tr> <td width="40%"> <p>&nbsp;Dimension of work plate [W x D]</p> </td> <td width="59%"> <p>&nbsp;180x450mm</p> </td> </tr> <tr> <td width="40%"> <p>&nbsp;Work plate material</p> </td> <td width="59%"> <p>&nbsp;Stainless steel with silicone</p> </td> </tr> <tr> <td width="40%"> <p>&nbsp;Motor type</p> </td> <td width="59%"> <p>&nbsp;Brushless DC motor</p> </td> </tr> <tr> <td width="40%"> <p>&nbsp;Motor rating input</p> </td> <td width="59%"> <p>&nbsp;12W</p> </td> </tr> <tr> <td width="40%"> <p>&nbsp;Motor rating output</p> </td> <td width="59%"> <p>&nbsp;4W</p> </td> </tr> <tr> <td width="40%"> <p>&nbsp;Power</p> </td> <td width="59%"> <p>&nbsp;490W</p> </td> </tr> <tr> <td width="40%"> <p>&nbsp;Heating output</p> </td> <td width="59%"> <p>&nbsp;470W</p> </td> </tr> <tr> <td width="40%"> <p>&nbsp;Voltage</p> </td> <td width="59%"> <p>&nbsp;100-120/200-240V 50/60Hz</p> </td> </tr> <tr> <td width="40%"> <p>&nbsp;Stirring positions</p> </td> <td width="59%"> <p>&nbsp;10</p> </td> </tr> <tr> <td width="40%"> <p>&nbsp;Max. stirring quantity</p> </td> <td width="59%"> <p>&nbsp;0.4L x 10</p> </td> </tr> <tr> <td width="40%"> <p>&nbsp;Max. magnetic bar[length]</p> </td> <td width="59%"> <p>&nbsp;40mm</p> </td> </tr> <tr> <td width="40%"> <p>&nbsp;Speed range</p> </td> <td width="59%"> <p>&nbsp;0-1100rpm</p> </td> </tr> <tr> <td width="40%"> <p>&nbsp;Speed display</p> </td> <td width="59%"> <p>&nbsp;scale</p> </td> </tr> <tr> <td width="40%"> <p>&nbsp;Temperature display</p> </td> <td width="59%"> <p>&nbsp;scale</p> </td> </tr> <tr> <td width="40%"> <p>&nbsp;Heating temperature range</p> </td> <td width="59%"> <p>&nbsp;Room temp.~120&deg;C</p> </td> </tr> <tr> <td width="40%"> <p>&nbsp;Over temperature protection</p> </td> <td width="59%"> <p>&nbsp;140&deg;C</p> </td> </tr> <tr> <td width="40%"> <p>&nbsp;Protection class</p> </td> <td width="59%"> <p>&nbsp;IP42</p> </td> </tr> <tr> <td width="40%"> <p>&nbsp;Dimension [W x D x H]</p> </td> <td width="59%"> <p>&nbsp;182x552x65mm</p> </td> </tr> <tr> <td width="40%"> <p>&nbsp;Weight</p> </td> <td width="59%"> <p>&nbsp;3.2kg</p> </td> </tr> <tr> <td width="40%"> <p>&nbsp;Permissible ambient temperature&nbsp;and humidity</p> </td> <td width="59%"> <p>&nbsp;5-40&deg;C, 80%</p> </td> </tr> </tbody> </table> </li> </ul><p><strong>product information page download</strong><strong>&nbsp;</strong>&nbsp;:</p> <p>&nbsp;</p> <p>&nbsp; &nbsp; &nbsp; &nbsp; &nbsp;&nbsp;<a href="http://www.dlabsci.com/uploads/DLAB%20Catalogue.pdf" target="_blank"><img style="height: 165px; width: 125px; -moz-box-shadow: 2px 2px 5px #333333; -webkit-box-shadow: 2px 2px 5px #333333; box-shadow: 2px 2px 5px #333333;" src="http://www.microanalytix.co.nz/content/images/thumbs/DLAB.PNG" alt="" /></a></p> <p>&nbsp;</p> <p>&nbsp;</p> </body> </html> | 0 | 1 | FALSE |  |  |  | ms-h-s10-hotplate-magnetic-stirrer | FALSE | TRUE | MS-H-S10 |  |  | FALSE | 0 | FALSE |  | FALSE | FALSE | 0 | TRUE | 10 | 1 | FALSE | 0 | FALSE |  | FALSE | 100 | 0 | 10 | TRUE | FALSE | 0 | 0 | 0 | FALSE | 6 | 0 | 10000 | FALSE | FALSE | 0 | 0 | 1 | 0 | FALSE | 1 | 10000 |  | FALSE | FALSE | FALSE | FALSE |  | FALSE | 5742 | 5742 | 0 |  |  |  | FALSE | 0 | 1000 | 0 | 0 | 0 | 0 | 42912.9953 | 155; | 18; | E:\w3server\microanalytix.com.au\httpdocs\content\images\thumbs\0011028_ms-h-s10-hotplate-magnetic-stirrer.jpeg
5 | 0 | TRUE | MS-M-S10 Hotplate Magnetic Stirrer | 10-Channel Classic Magnetic Stirrer | <!DOCTYPE html> <html> <head> </head> <body> <ul style="line-height: 18px;"> <li>&bull; Maintenance-free brushless DC motor</li> <li>&bull; A wide range of speed from 0 to 1100rpm</li> <li>&bull; Stainless steel work plate cover with silicone cushion, provide excellent performance of skid resistance</li> </ul> <p>&nbsp;</p> <table width="100%"> <tbody> <tr> <td width="40%"> <p>&nbsp;Dimension of work plate [W x D]</p> </td> <td width="59%"> <p>&nbsp;180&times;450mm</p> </td> </tr> <tr> <td width="40%"> <p>&nbsp;Work plate material</p> </td> <td width="59%"> <p>&nbsp;Stainless steel with silicone cushion</p> </td> </tr> <tr> <td width="40%"> <p>&nbsp;Motor type</p> </td> <td width="59%"> <p>&nbsp;Brushless DC motor</p> </td> </tr> <tr> <td width="40%"> <p>&nbsp;Motor input power</p> </td> <td width="59%"> <p>&nbsp;12W</p> </td> </tr> <tr> <td width="40%"> <p>&nbsp;Motor output power</p> </td> <td width="59%"> <p>&nbsp;4W</p> </td> </tr> <tr> <td width="40%"> <p>&nbsp;Power</p> </td> <td width="59%"> <p>&nbsp;20W</p> </td> </tr> <tr> <td width="40%"> <p>&nbsp;Voltage</p> </td> <td width="59%"> <p>&nbsp;100-120/200 240V, 50/60Hz</p> </td> </tr> <tr> <td width="40%"> <p>&nbsp;Stirring positions</p> </td> <td width="59%"> <p>&nbsp;10</p> </td> </tr> <tr> <td width="40%"> <p>&nbsp;Max. stirring quantity [H2O]</p> </td> <td width="59%"> <p>&nbsp;0.4L&times;10</p> </td> </tr> <tr> <td width="40%"> <p>&nbsp;Max. magnetic bar [length]</p> </td> <td width="59%"> <p>&nbsp;40mm</p> </td> </tr> <tr> <td width="40%"> <p>&nbsp;Speed range</p> </td> <td width="59%"> <p>&nbsp;0-1100rpm</p> </td> </tr> <tr> <td width="40%"> <p>&nbsp;Speed display</p> </td> <td width="59%"> <p>Scale</p> </td> </tr> <tr> <td width="40%"> <p>&nbsp;Protection class</p> </td> <td width="59%"> <p>&nbsp;IP2X</p> </td> </tr> <tr> <td width="40%"> <p>&nbsp;Dimension [W x D x H]</p> </td> <td width="59%"> <p>&nbsp;182&times;622&times;65mm</p> </td> </tr> <tr> <td width="40%"> <p>&nbsp;Weight</p> </td> <td width="59%"> <p>&nbsp;3.2kg</p> </td> </tr> <tr> <td width="40%"> <p>&nbsp;Permissible ambient temperature&nbsp;and humidity</p> </td> <td width="59%"> <p>&nbsp;5-40&deg;C, 80%</p> </td> </tr> </tbody> </table><p>Dragon Lab is a&nbsp;professional manufacturer of high-quality laboratory instruments for research. The company is dedicated to developing and manufacturing general laboratory instruments, offering researchers unmatched performance and proven value.</p> <p><strong>product information page download</strong><strong>&nbsp;</strong>&nbsp;:</p> <p>&nbsp;</p> <p>&nbsp; &nbsp; &nbsp; &nbsp; &nbsp;&nbsp;<a href="http://www.dlabsci.com/uploads/DLAB%20Catalogue.pdf" target="_blank"><img style="height: 165px; width: 125px; -moz-box-shadow: 2px 2px 5px #333333; -webkit-box-shadow: 2px 2px 5px #333333; box-shadow: 2px 2px 5px #333333;" src="http://www.microanalytix.co.nz/content/images/thumbs/DLAB.PNG" alt="" /></a></p><p><strong>DispensMate Dispenser Chemical Compatibility download</strong><strong>&nbsp;</strong>&nbsp;:</p> <p>&nbsp;</p><a href="http://www.microanalytix.co.nz/content/files/Chem Comp chart top Dispenser DLab.pdf" target="_blank"><img style="height: 165px; width: 125px; -moz-box-shadow: 2px 2px 5px #333333; -webkit-box-shadow: 2px 2px 5px #333333; box-shadow: 2px 2px 5px #333333;" src="http://www.microanalytix.co.nz/content/images/thumbs/DispensMate Dispenser Chemical Compatibility.PNG" alt="DispensMate Dispenser Chemical Compatibility" /></a></p> <p>&nbsp;</p> <p>&nbsp;</p> </body> </html> | 0 | 1 | FALSE |  |  |  | ms-m-s10-hotplate-magnetic-stirrer | FALSE | TRUE | MS-M-S10 |  |  | FALSE | 0 | FALSE |  | FALSE | FALSE | 0 | TRUE | 10 | 1 | FALSE | 0 | FALSE |  | FALSE | 100 | 0 | 10 | TRUE | FALSE | 0 | 0 | 0 | FALSE | 6 | 0 | 10000 | FALSE | FALSE | 0 | 0 | 1 | 0 | FALSE | 1 | 10000 |  | FALSE | FALSE | FALSE | FALSE |  | FALSE | 3861 | 3861 | 0 |  |  |  | FALSE | 0 | 1000 | 0 | 0 | 0 | 0 | 42912.9963 | 155; | 18; | E:\w3server\microanalytix.com.au\httpdocs\content\images\thumbs\0011030_ms-m-s10-hotplate-magnetic-stirrer.jpeg
5 | 0 | TRUE | MS-M-S16 Hotplate Magnetic Stirrer | 16-Channel Classic Magnetic Stirrer | <!DOCTYPE html> <html> <head> </head> <body> <ul style="line-height: 18px;"> <li>&bull; A space saving unit with 16 stirring positions and 4 independent speed control channels</li> <li>&bull; A wide range of speed from 0 to 1100rpm</li> <li>&bull; High magnetic adhesion prevents stirrer spin bar out of control</li> <li>&bull; Stainless steel work plate cover with silicone cushion, provid excellent performance of skid resistance</li> </ul> <p>&nbsp;</p> <table width="100%"> <tbody> <tr> <td width="40%"> <p>&nbsp;Dimension of work plate [W x D]</p> </td> <td width="59%"> <p>&nbsp;365&times;345mm</p> </td> </tr> <tr> <td width="40%"> <p>&nbsp;Work plate material</p> </td> <td width="59%"> <p>&nbsp;Stainless steel with silicone cushion</p> </td> </tr> <tr> <td width="40%"> <p>&nbsp;Motor type</p> </td> <td width="59%"> <p>&nbsp;DC motor</p> </td> </tr> <tr> <td width="40%"> <p>&nbsp;Motor input power</p> </td> <td width="59%"> <p>&nbsp;12W</p> </td> </tr> <tr> <td width="40%"> <p>&nbsp;Motor output power</p> </td> <td width="59%"> <p>&nbsp;4W</p> </td> </tr> <tr> <td width="40%"> <p>&nbsp;Power</p> </td> <td width="59%"> <p>&nbsp;20W</p> </td> </tr> <tr> <td width="40%"> <p>&nbsp;Voltage&nbsp;</p> </td> <td width="59%"> <p>&nbsp;100-120/200-240V, 50/60Hz</p> </td> </tr> <tr> <td width="40%"> <p>&nbsp;Stirring positions</p> </td> <td width="59%"> <p>&nbsp;16 ( 4 channel )</p> </td> </tr> <tr> <td width="40%"> <p>&nbsp;Max. stirring quantity [H2O]</p> </td> <td width="59%"> <p>&nbsp;0.4L&times;16</p> </td> </tr> <tr> <td width="40%"> <p>&nbsp;Max. magnetic bar [length]</p> </td> <td width="59%"> <p>&nbsp;40mm</p> </td> </tr> <tr> <td width="40%"> <p>&nbsp;Speed range</p> </td> <td width="59%"> <p>&nbsp;0-1100rpm</p> </td> </tr> <tr> <td width="40%"> <p>&nbsp;Speed display</p> </td> <td width="59%"> <p>&nbsp;Scale</p> </td> </tr> <tr> <td width="40%"> <p>&nbsp;Protection class</p> </td> <td width="59%"> <p>&nbsp;IP2X</p> </td> </tr> <tr> <td width="40%"> <p>&nbsp;Dimension [W x D x H]</p> </td> <td width="59%"> <p>&nbsp;380&times;622&times;65mm</p> </td> </tr> <tr> <td width="40%"> <p>&nbsp;Weight</p> </td> <td width="59%"> <p>&nbsp;6kg</p> </td> </tr> <tr> <td width="40%"> <p>&nbsp;Permissible ambient temperature&nbsp;&nbsp;and humidity</p> </td> <td width="59%"> <p>&nbsp;5-40&deg;C, 80%</p> </td> </tr> </tbody> </table> <p>&nbsp;</p><p>Dragon Lab is a&nbsp;professional manufacturer of high-quality laboratory instruments for research. The company is dedicated to developing and manufacturing general laboratory instruments, offering researchers unmatched performance and proven value.</p> <p><strong>product information page download</strong><strong>&nbsp;</strong>&nbsp;:</p> <p>&nbsp;</p> <p>&nbsp; &nbsp; &nbsp; &nbsp; &nbsp;&nbsp;<a href="http://www.dlabsci.com/uploads/DLAB%20Catalogue.pdf" target="_blank"><img style="height: 165px; width: 125px; -moz-box-shadow: 2px 2px 5px #333333; -webkit-box-shadow: 2px 2px 5px #333333; box-shadow: 2px 2px 5px #333333;" src="http://www.microanalytix.co.nz/content/images/thumbs/DLAB.PNG" alt="" /></a></p><p><strong>DispensMate Dispenser Chemical Compatibility download</strong><strong>&nbsp;</strong>&nbsp;:</p> <p>&nbsp;</p><a href="http://www.microanalytix.co.nz/content/files/Chem Comp chart top Dispenser DLab.pdf" target="_blank"><img style="height: 165px; width: 125px; -moz-box-shadow: 2px 2px 5px #333333; -webkit-box-shadow: 2px 2px 5px #333333; box-shadow: 2px 2px 5px #333333;" src="http://www.microanalytix.co.nz/content/images/thumbs/DispensMate Dispenser Chemical Compatibility.PNG" alt="DispensMate Dispenser Chemical Compatibility" /></a></p> <p>&nbsp;</p> <p>&nbsp;</p> </body> </html> | 0 | 1 | FALSE |  |  |  | ms-m-s16-hotplate-magnetic-stirrer | FALSE | TRUE | MS-M-S16 |  |  | FALSE | 0 | FALSE |  | FALSE | FALSE | 0 | TRUE | 10 | 1 | FALSE | 0 | FALSE |  | FALSE | 100 | 0 | 10 | TRUE | FALSE | 0 | 0 | 0 | FALSE | 6 | 0 | 10000 | FALSE | FALSE | 0 | 0 | 1 | 0 | FALSE | 1 | 10000 |  | FALSE | FALSE | FALSE | FALSE |  | FALSE | 4356 | 4356 | 0 |  |  |  | FALSE | 0 | 1000 | 0 | 0 | 0 | 0 | 42912.9972 | 155; | 18; | E:\w3server\microanalytix.com.au\httpdocs\content\images\thumbs\0011032_ms-m-s16-hotplate-magnetic-stirrer.jpeg
5 | 0 | TRUE | MS-PA Hotplate Magnetic Stirrer | LED Digital Magnetic Stirrer, plastic plate | <!DOCTYPE html> <html> <head> </head> <body> <ul style="line-height: 18px;"> <li>&bull; Digital speed control with a range of 100-1500rpm</li> <li>&bull; Max. stirring quantity of H2O at 3L</li> <li>&bull; LED display shows speeds</li> <li>&bull; Nylon+GF housing provides a good performance of weak acids and alkalis resistance</li> </ul> <p>&nbsp;</p> <table width="100%"> <tbody> <tr> <td width="39%"> <p>&nbsp;Dimension of work plate</p> </td> <td width="60%"> <p>&nbsp;&phi;135mm ( 5 inch )</p> </td> </tr> <tr> <td width="39%"> <p>&nbsp;Work plate material</p> </td> <td width="60%"> <p>&nbsp;Nylon + GF</p> </td> </tr> <tr> <td width="39%"> <p>&nbsp;Motor type</p> </td> <td width="60%"> <p>&nbsp;DC motor</p> </td> </tr> <tr> <td width="39%"> <p>&nbsp;Motor input power</p> </td> <td width="60%"> <p>&nbsp;5W</p> </td> </tr> <tr> <td width="39%"> <p>&nbsp;Motor output power</p> </td> <td width="60%"> <p>&nbsp;3W</p> </td> </tr> <tr> <td width="39%"> <p>&nbsp;Power</p> </td> <td width="60%"> <p>&nbsp;15W</p> </td> </tr> <tr> <td width="39%"> <p>&nbsp;Voltage</p> </td> <td width="60%"> <p>&nbsp;100-120/200-240V, 50/60Hz</p> </td> </tr> <tr> <td width="39%"> <p>&nbsp;Stirring positions</p> </td> <td width="60%"> <p>&nbsp;1</p> </td> </tr> <tr> <td width="39%"> <p>&nbsp;Max. stirring quantity [H2O]</p> </td> <td width="60%"> <p>&nbsp;3L</p> </td> </tr> <tr> <td width="39%"> <p>&nbsp;Max. magnetic bar [length]</p> </td> <td width="60%"> <p>&nbsp;50mm</p> </td> </tr> <tr> <td width="39%"> <p>&nbsp;Speed range</p> </td> <td width="60%"> <p>&nbsp;100-1500rpm</p> </td> </tr> <tr> <td width="39%"> <p>&nbsp;Speed display</p> </td> <td width="60%"> <p>&nbsp;LED</p> </td> </tr> <tr> <td width="39%"> <p>&nbsp;Protection class</p> </td> <td width="60%"> <p>&nbsp;IP42</p> </td> </tr> <tr> <td width="39%"> <p>&nbsp;Dimension [W x D x H]</p> </td> <td width="60%"> <p>&nbsp;150&times;260&times;80mm</p> </td> </tr> <tr> <td width="39%"> <p>&nbsp;Weight</p> </td> <td width="60%"> <p>&nbsp;1.8kg</p> </td> </tr> <tr> <td width="39%"> <p>&nbsp;Permissible ambient temperature and humidity&nbsp;</p> </td> <td width="60%"> <p>&nbsp;5-40&deg;C, 80%</p> </td> </tr> </tbody> </table><p>Dragon Lab is a&nbsp;professional manufacturer of high-quality laboratory instruments for research. The company is dedicated to developing and manufacturing general laboratory instruments, offering researchers unmatched performance and proven value.</p> <p><strong>product information page download</strong><strong>&nbsp;</strong>&nbsp;:</p> <p>&nbsp;</p> <p>&nbsp; &nbsp; &nbsp; &nbsp; &nbsp;&nbsp;<a href="http://www.dlabsci.com/uploads/DLAB%20Catalogue.pdf" target="_blank"><img style="height: 165px; width: 125px; -moz-box-shadow: 2px 2px 5px #333333; -webkit-box-shadow: 2px 2px 5px #333333; box-shadow: 2px 2px 5px #333333;" src="http://www.microanalytix.co.nz/content/images/thumbs/DLAB.PNG" alt="" /></a></p><p><strong>DispensMate Dispenser Chemical Compatibility download</strong><strong>&nbsp;</strong>&nbsp;:</p> <p>&nbsp;</p><a href="http://www.microanalytix.co.nz/content/files/Chem Comp chart top Dispenser DLab.pdf" target="_blank"><img style="height: 165px; width: 125px; -moz-box-shadow: 2px 2px 5px #333333; -webkit-box-shadow: 2px 2px 5px #333333; box-shadow: 2px 2px 5px #333333;" src="http://www.microanalytix.co.nz/content/images/thumbs/DispensMate Dispenser Chemical Compatibility.PNG" alt="DispensMate Dispenser Chemical Compatibility" /></a></p> <p>&nbsp;</p> <p>&nbsp;</p> </body> </html> | 0 | 1 | FALSE |  |  |  | ms-pa-hotplate-magnetic-stirrer | FALSE | TRUE | MS-PA |  |  | FALSE | 0 | FALSE |  | FALSE | FALSE | 0 | TRUE | 10 | 1 | FALSE | 0 | FALSE |  | FALSE | 100 | 0 | 10 | TRUE | FALSE | 0 | 0 | 0 | FALSE | 6 | 0 | 10000 | FALSE | FALSE | 0 | 0 | 1 | 0 | FALSE | 1 | 10000 |  | FALSE | FALSE | FALSE | FALSE |  | FALSE | 544.5 | 544.5 | 0 |  |  |  | FALSE | 0 | 1000 | 0 | 0 | 0 | 0 | 42912.9907 | 155; | 18; | E:\w3server\microanalytix.com.au\httpdocs\content\images\thumbs\0011020_ms-pa-hotplate-magnetic-stirrer.jpeg
5 | 0 | TRUE | MS-PB Hotplate Magnetic Stirrer | Classic Magnetic Stirrer, plastic plate | <!DOCTYPE html> <html> <head> </head> <body> <ul style="line-height: 18px;"> <li>&bull; A wide range of 0-1500rpm</li> <li>&bull; Max. stirring quantity of H2O at 3L</li> <li>&bull; Nylon+GF housing provides a good performance of weak acids and alkalis resistance</li> </ul> <p>&nbsp;</p> <table width="100%"> <tbody> <tr> <td width="40%"> <p>&nbsp;Dimension of work plate</p> </td> <td width="59%"> <p>&nbsp;&phi;135mm ( 5 inch )</p> </td> </tr> <tr> <td width="40%"> <p>&nbsp;Work plate material</p> </td> <td width="59%"> <p>&nbsp;Nylon + GF</p> </td> </tr> <tr> <td width="40%"> <p>&nbsp;Motor type</p> </td> <td width="59%"> <p>&nbsp;DC motor</p> </td> </tr> <tr> <td width="40%"> <p>&nbsp;Motor input power&nbsp;</p> </td> <td width="59%"> <p>&nbsp;5W</p> </td> </tr> <tr> <td width="40%"> <p>&nbsp;Motor output power</p> </td> <td width="59%"> <p>&nbsp;3W</p> </td> </tr> <tr> <td width="40%"> <p>&nbsp;Power</p> </td> <td width="59%"> <p>&nbsp;10W</p> </td> </tr> <tr> <td width="40%"> <p>&nbsp;Voltage</p> </td> <td width="59%"> <p>&nbsp;100-120/200-240V, 50/60Hz</p> </td> </tr> <tr> <td width="40%"> <p>&nbsp;Stirring positions</p> </td> <td width="59%"> <p>&nbsp;1</p> </td> </tr> <tr> <td width="40%"> <p>&nbsp;Max. stirring quantity [H2O]</p> </td> <td width="59%"> <p>&nbsp;3L</p> </td> </tr> <tr> <td width="40%"> <p>&nbsp;Max. magnetic bar [length]</p> </td> <td width="59%"> <p>&nbsp;50mm</p> </td> </tr> <tr> <td width="40%"> <p>&nbsp;Speed range</p> </td> <td width="59%"> <p>&nbsp;0-1500rpm</p> </td> </tr> <tr> <td width="40%"> <p>&nbsp;Speed display</p> </td> <td width="59%"> <p>&nbsp;Scale</p> </td> </tr> <tr> <td width="40%"> <p>&nbsp;Protection class</p> </td> <td width="59%"> <p>&nbsp;IP42</p> </td> </tr> <tr> <td width="40%"> <p>&nbsp;Dimension [W x D x H]</p> </td> <td width="59%"> <p>&nbsp;150&times;260&times;80 mm</p> </td> </tr> <tr> <td width="40%"> <p>&nbsp;Weight</p> </td> <td width="59%"> <p>&nbsp;1.8kg</p> </td> </tr> <tr> <td width="40%"> <p>&nbsp;Permissible ambient temperature&nbsp;and humidity</p> </td> <td width="59%"> <p>&nbsp;5-40&deg;C, 80%</p> </td> </tr> </tbody> </table> <p>&nbsp;</p><p>Dragon Lab is a&nbsp;professional manufacturer of high-quality laboratory instruments for research. The company is dedicated to developing and manufacturing general laboratory instruments, offering researchers unmatched performance and proven value.</p> <p><strong>product information page download</strong><strong>&nbsp;</strong>&nbsp;:</p> <p>&nbsp;</p> <p>&nbsp; &nbsp; &nbsp; &nbsp; &nbsp;&nbsp;<a href="http://www.dlabsci.com/uploads/DLAB%20Catalogue.pdf" target="_blank"><img style="height: 165px; width: 125px; -moz-box-shadow: 2px 2px 5px #333333; -webkit-box-shadow: 2px 2px 5px #333333; box-shadow: 2px 2px 5px #333333;" src="http://www.microanalytix.co.nz/content/images/thumbs/DLAB.PNG" alt="" /></a></p><p><strong>DispensMate Dispenser Chemical Compatibility download</strong><strong>&nbsp;</strong>&nbsp;:</p> <p>&nbsp;</p><a href="http://www.microanalytix.co.nz/content/files/Chem Comp chart top Dispenser DLab.pdf" target="_blank"><img style="height: 165px; width: 125px; -moz-box-shadow: 2px 2px 5px #333333; -webkit-box-shadow: 2px 2px 5px #333333; box-shadow: 2px 2px 5px #333333;" src="http://www.microanalytix.co.nz/content/images/thumbs/DispensMate Dispenser Chemical Compatibility.PNG" alt="DispensMate Dispenser Chemical Compatibility" /></a></p> <p>&nbsp;</p> <p>&nbsp;</p> </body> </html> | 0 | 1 | FALSE |  |  |  | ms-pb-hotplate-magnetic-stirrer | FALSE | TRUE | MS-PB |  |  | FALSE | 0 | FALSE |  | FALSE | FALSE | 0 | TRUE | 10 | 1 | FALSE | 0 | FALSE |  | FALSE | 100 | 0 | 10 | TRUE | FALSE | 0 | 0 | 0 | FALSE | 6 | 0 | 10000 | FALSE | FALSE | 0 | 0 | 1 | 0 | FALSE | 1 | 10000 |  | FALSE | FALSE | FALSE | FALSE |  | FALSE | 445.5 | 445.5 | 0 |  |  |  | FALSE | 0 | 1000 | 0 | 0 | 0 | 0 | 42912.9916 | 155; | 18; | E:\w3server\microanalytix.com.au\httpdocs\content\images\thumbs\0011022_ms-pb-hotplate-magnetic-stirrer.jpeg
5 | 0 | TRUE | MS-S Hotplate Magnetic Stirrer | Classic 5’’ round Magnetic Stirrer，stainless steel with ceramic coated plate | <!DOCTYPE html> <html> <head> </head> <body> <ul style="line-height: 18px;"> <li>&bull; Maintenance free brushless DC motor</li> <li>&bull; Speed range of 0-1500 rpm</li> <li>&bull; Max. stirring quantity of H2O at 20L</li> <li>&bull; Stainless steel work plate cover with ceramic material provides good chemical resistance performance</li> </ul> <p>&nbsp;</p> <table width="100%"> <tbody> <tr> <td width="39%"> <p>&nbsp;Dimension of work plate</p> </td> <td width="60%"> <p>&nbsp;&phi;135mm ( 5 inch )</p> </td> </tr> <tr> <td width="39%"> <p>&nbsp;Work plate material</p> </td> <td width="60%"> <p>&nbsp;Stainless steel cover with ceramic</p> </td> </tr> <tr> <td width="39%"> <p>&nbsp;Motor type</p> </td> <td width="60%"> <p>&nbsp;Brushless DC motor</p> </td> </tr> <tr> <td width="39%"> <p>&nbsp;Motor input power</p> </td> <td width="60%"> <p>&nbsp;18W</p> </td> </tr> <tr> <td width="39%"> <p>&nbsp;Motor output power</p> </td> <td width="60%"> <p>&nbsp;10W</p> </td> </tr> <tr> <td width="39%"> <p>&nbsp;Power</p> </td> <td width="60%"> <p>&nbsp;30W</p> </td> </tr> <tr> <td width="39%"> <p>&nbsp;Voltage</p> </td> <td width="60%"> <p>&nbsp;100-120/200-240V,50/60Hz</p> </td> </tr> <tr> <td width="39%"> <p>&nbsp;Stirring positions</p> </td> <td width="60%"> <p>&nbsp;1</p> </td> </tr> <tr> <td width="39%"> <p>&nbsp;Max. stirring quantity [H2O]</p> </td> <td width="60%"> <p>&nbsp;20L</p> </td> </tr> <tr> <td width="39%"> <p>&nbsp;Max. magnetic bar [length]</p> </td> <td width="60%"> <p>&nbsp;80mm</p> </td> </tr> <tr> <td width="39%"> <p>&nbsp;Speed range</p> </td> <td width="60%"> <p>&nbsp;0-1500rpm</p> </td> </tr> <tr> <td width="39%"> <p>&nbsp;Speed display</p> </td> <td width="60%"> <p>&nbsp;Scale</p> </td> </tr> <tr> <td width="39%"> <p>&nbsp;Protection class&nbsp;</p> </td> <td width="60%"> <p>&nbsp;IP42</p> </td> </tr> <tr> <td width="39%"> <p>&nbsp;Dimension [W x D x H]</p> </td> <td width="60%"> <p>&nbsp;160&times;280&times;85mm</p> </td> </tr> <tr> <td width="39%"> <p>&nbsp;Weight</p> </td> <td width="60%"> <p>&nbsp;2.8kg</p> </td> </tr> <tr> <td width="39%"> <p>&nbsp;Permissible ambient temperature&nbsp;and humidity</p> </td> <td width="60%"> <p>&nbsp;5-40&deg;C, 80%</p> </td> </tr> </tbody> </table><p>Dragon Lab is a&nbsp;professional manufacturer of high-quality laboratory instruments for research. The company is dedicated to developing and manufacturing general laboratory instruments, offering researchers unmatched performance and proven value.</p> <p><strong>product information page download</strong><strong>&nbsp;</strong>&nbsp;:</p> <p>&nbsp;</p> <p>&nbsp; &nbsp; &nbsp; &nbsp; &nbsp;&nbsp;<a href="http://www.dlabsci.com/uploads/DLAB%20Catalogue.pdf" target="_blank"><img style="height: 165px; width: 125px; -moz-box-shadow: 2px 2px 5px #333333; -webkit-box-shadow: 2px 2px 5px #333333; box-shadow: 2px 2px 5px #333333;" src="http://www.microanalytix.co.nz/content/images/thumbs/DLAB.PNG" alt="" /></a></p> <p><strong>DispensMate Dispenser Chemical Compatibility download</strong><strong>&nbsp;</strong>&nbsp;:</p> <p>&nbsp;</p> <a href="http://www.microanalytix.co.nz/content/files/Chem Comp chart top Dispenser DLab.pdf" target="_blank"><img style="height: 165px; width: 125px; -moz-box-shadow: 2px 2px 5px #333333; -webkit-box-shadow: 2px 2px 5px #333333; box-shadow: 2px 2px 5px #333333;" src="http://www.microanalytix.co.nz/content/images/thumbs/DispensMate Dispenser Chemical Compatibility.PNG" alt="DispensMate Dispenser Chemical Compatibility" /></a></p> <p>&nbsp;</p> <p>&nbsp;</p> </body> </html> | 0 | 1 | FALSE |  |  |  | ms-s-hotplate-magnetic-stirrer | FALSE | TRUE | MS-S |  |  | FALSE | 0 | FALSE |  | FALSE | FALSE | 0 | TRUE | 10 | 1 | FALSE | 0 | FALSE |  | FALSE | 100 | 0 | 10 | TRUE | FALSE | 0 | 0 | 0 | FALSE | 6 | 0 | 10000 | FALSE | FALSE | 0 | 0 | 1 | 0 | FALSE | 1 | 10000 |  | FALSE | FALSE | FALSE | FALSE |  | FALSE | 1128.6 | 1128.6 | 0 |  |  |  | FALSE | 0 | 1000 | 0 | 0 | 0 | 0 | 42912.9891 | 155; | 18; | E:\w3server\microanalytix.com.au\httpdocs\content\images\thumbs\0011018_ms-s-hotplate-magnetic-stirrer.jpeg
5 | 0 | TRUE | Orbital and Linear Shakers SK-O330-PRO | LCD Digital Orbital and Linear Shakers | <!DOCTYPE html> <html> <head> </head> <body> <p>Dragon Lab is a&nbsp;professional manufacturer of high-quality laboratory instruments for research. The company is dedicated to developing and manufacturing general laboratory instruments, offering researchers unmatched performance and proven value.</p> <p><strong>product information page download</strong><strong>&nbsp;</strong>&nbsp;:</p> <p>&nbsp;</p> <p>&nbsp; &nbsp; &nbsp; &nbsp; &nbsp;&nbsp;<a href="http://www.dlabsci.com/uploads/DLAB%20Catalogue.pdf" target="_blank"><img style="height: 165px; width: 125px; -moz-box-shadow: 2px 2px 5px #333333; -webkit-box-shadow: 2px 2px 5px #333333; box-shadow: 2px 2px 5px #333333;" src="http://www.microanalytix.co.nz/content/images/thumbs/DLAB.PNG" alt="" /></a></p><p><strong>DispensMate Dispenser Chemical Compatibility download</strong><strong>&nbsp;</strong>&nbsp;:</p> <p>&nbsp;</p><a href="http://www.microanalytix.co.nz/content/files/Chem Comp chart top Dispenser DLab.pdf" target="_blank"><img style="height: 165px; width: 125px; -moz-box-shadow: 2px 2px 5px #333333; -webkit-box-shadow: 2px 2px 5px #333333; box-shadow: 2px 2px 5px #333333;" src="http://www.microanalytix.co.nz/content/images/thumbs/DispensMate Dispenser Chemical Compatibility.PNG" alt="DispensMate Dispenser Chemical Compatibility" /></a></p> <p>&nbsp;</p> <p>&nbsp;</p> </body> </html> | 0 | 1 | FALSE | Microanalytix,Filter paper,Membrane,Syringe,ChromatographyOrbital and Linear Shakers SK-O330-PRO | LCD Digital Orbital and Linear Shakers | microanalytix | orbital-and-linear-shakers | FALSE | TRUE | SK-O330-PRO |  |  | FALSE | 0 | FALSE |  | FALSE | FALSE | 0 | TRUE | 10 | 1 | FALSE | 0 | FALSE |  | FALSE | 100 | 0 | 10 | TRUE | FALSE | 0 | 0 | 0 | FALSE | 6 | 0 | 10000 | FALSE | FALSE | 0 | 0 | 1 | 0 | FALSE | 1 | 10000 |  | FALSE | FALSE | FALSE | FALSE |  | FALSE | 3760 | 3760 | 0 |  |  |  | FALSE | 0 | 1000 | 0 | 0 | 0 | 0 | 42409.078 | 142; | 18; | E:\w3server\microanalytix.com.au\httpdocs\content\images\thumbs\0003293_orbital-and-linear-shakers-sk-o330-pro.jpeg
5 | 0 | TRUE | Rotary Evaporator RE100-Pro | Rotary Evaporator with set of glassware vertical (1000ml) | <!DOCTYPE html> <html> <head> <style> td{ border:1px solid #ccc } </style> </head> <body> <p><strong>FEATURES</strong></p> <ul> <li> <p>Integrated design and large LCD display of both rotation speed and heating temperature allows for optimal controlling of all distillation processes.</p> </li> <li> <p>Ejection mechanism ensures easy removal of evaporating flask</p> </li> <li>Automatic motor lift releases the evaporating flask to a safe position in case of power failure</li> <li> <p>Patented condenser with a 1,500 sq.cm cooling surface</p> </li> <li> <p>Patented double spring sealing ring, made of PTFE,&nbsp;provides an excellent sealing performance</p> </li> <li> <p>5L heating bath with wide temperature range from room temp. to 180&deg;C</p> </li> <li> <p>Remote function with USB connector provides PC control and data transmission</p> </li> </ul> <p>&nbsp;</p> <table style="height: 720px;" border="1" width="452"> <tbody> <tr> <td style="text-align: center;"> <p>Motor Type</p> </td> <td> <p>&nbsp;Brushless DC motor</p> </td> </tr> <tr> <td style="text-align: center;"> <p>&nbsp;Speed Range</p> </td> <td> <p>&nbsp;20-280rpm</p> </td> </tr> <tr> <td style="text-align: center;"> <p>&nbsp;Display</p> </td> <td> <p>&nbsp;LCD(speed, temperature, time)</p> </td> </tr> <tr> <td style="text-align: center;"> <p>&nbsp;Clockwise and anti-clockwise</p> </td> <td> <p>&nbsp;Yes</p> </td> </tr> <tr> <td style="text-align: center;"> <p>&nbsp;Heating Temperature Range</p> </td> <td> <p>&nbsp;Room temp. to 180&deg;C</p> </td> </tr> <tr> <td style="text-align: center;"> <p>&nbsp;Control Accuracy</p> </td> <td> <p>&nbsp;&plusmn;1 C</p> </td> </tr> <tr> <td style="text-align: center;"> <p>&nbsp;Heating power</p> </td> <td> <p>&nbsp;1300W</p> </td> </tr> <tr> <td style="text-align: center;"> <p>&nbsp;Stroke displacement</p> </td> <td> <p>&nbsp;automatic 150mm</p> </td> </tr> <tr> <td style="text-align: center;"> <p>&nbsp;Timer</p> </td> <td> <p>&nbsp;Yes</p> </td> </tr> <tr> <td style="text-align: center;"> <p>&nbsp;Time Setting Range</p> </td> <td> <p>&nbsp;1-999min</p> </td> </tr> <tr> <td style="text-align: center;"> <p>&nbsp;Dimensions [ D&times;W&times;H ]</p> </td> <td> <p>&nbsp;465&times;457&times;583mm</p> </td> </tr> <tr> <td style="text-align: center;"> <p>&nbsp;Weight</p> </td> <td> <p>&nbsp;15 kg</p> </td> </tr> <tr> <td style="text-align: center;"> <p>&nbsp;Permissible Ambient Temperature</p> </td> <td> <p>&nbsp;5-40℃</p> </td> </tr> <tr> <td style="text-align: center;"> <p>&nbsp;Permissible Relative Humidity</p> </td> <td> <p>&nbsp;80%RH</p> </td> </tr> <tr> <td style="text-align: center;"> <p>&nbsp;Protection Class</p> </td> <td> <p>&nbsp;IP20</p> </td> </tr> <tr> <td style="text-align: center;"> <p>&nbsp;USB Interface</p> </td> <td> <p>&nbsp;Yes</p> </td> </tr> <tr> <td style="text-align: center;"> <p>&nbsp;Voltage/Frequency</p> </td> <td> <p>&nbsp;100-120/200-240V 50/60Hz</p> </td> </tr> <tr> <td style="text-align: center;"> <p>&nbsp;Power</p> </td> <td> <p>&nbsp;1400W</p> </td> </tr> </tbody> </table><p>Dragon Lab is a&nbsp;professional manufacturer of high-quality laboratory instruments for research. The company is dedicated to developing and manufacturing general laboratory instruments, offering researchers unmatched performance and proven value.</p> <p><strong>product information page download</strong><strong>&nbsp;</strong>&nbsp;:</p> <p>&nbsp;</p> <p>&nbsp; &nbsp; &nbsp; &nbsp; &nbsp;&nbsp;<a href="http://www.dlabsci.com/uploads/DLAB%20Catalogue.pdf" target="_blank"><img style="height: 165px; width: 125px; -moz-box-shadow: 2px 2px 5px #333333; -webkit-box-shadow: 2px 2px 5px #333333; box-shadow: 2px 2px 5px #333333;" src="http://www.microanalytix.co.nz/content/images/thumbs/DLAB.PNG" alt="" /></a></p><p><strong>DispensMate Dispenser Chemical Compatibility download</strong><strong>&nbsp;</strong>&nbsp;:</p> <p>&nbsp;</p><a href="http://www.microanalytix.co.nz/content/files/Chem Comp chart top Dispenser DLab.pdf" target="_blank"><img style="height: 165px; width: 125px; -moz-box-shadow: 2px 2px 5px #333333; -webkit-box-shadow: 2px 2px 5px #333333; box-shadow: 2px 2px 5px #333333;" src="http://www.microanalytix.co.nz/content/images/thumbs/DispensMate Dispenser Chemical Compatibility.PNG" alt="DispensMate Dispenser Chemical Compatibility" /></a></p> <p>&nbsp;</p> <p>&nbsp;</p> </body> </html> | 0 | 1 | FALSE |  |  |  | rotary-evaporator-re100-pro | FALSE | TRUE | RE100-Pro |  |  | FALSE | 0 | FALSE |  | FALSE | FALSE | 0 | TRUE | 10 | 1 | FALSE | 0 | FALSE |  | FALSE | 100 | 0 | 10 | TRUE | FALSE | 0 | 0 | 0 | FALSE | 6 | 0 | 10000 | FALSE | FALSE | 0 | 0 | 1 | 0 | FALSE | 1 | 10000 |  | FALSE | FALSE | FALSE | FALSE |  | FALSE | 7192 | 7192 | 0 |  |  |  | FALSE | 0 | 1000 | 0 | 0 | 0 | 0 | 43110.959 | 158; | 18; | E:\w3server\microanalytix.com.au\httpdocs\content\images\thumbs\0012013_rotary-evaporator-re100-pro.jpeg
5 | 0 | TRUE | Rotator MX-RD-E | Rotator(including accessory-18900327/8/9), used with disk accessories,variable speed | <!DOCTYPE html> <html> <head> <style> td { border:1px solid #ccc } </style> </head> <body> <p><strong>FEATURES</strong></p> <ul> <li>Provides gentle and effective mixing of biological samples</li> <li>Adjustable speed range from 0 to 80rpm</li> <li>A wide variety of accessories are available</li> </ul> <p>&nbsp;</p> <table style="height: 453px;" border="1" width="537"> <tbody> <tr> <td> <p>otor type</p> </td> <td> <p>&nbsp;DC motor</p> </td> </tr> <tr> <td> <p>&nbsp;Tilt angle</p> </td> <td> <p>&nbsp;-</p> </td> </tr> <tr> <td> <p>&nbsp;Speed range</p> </td> <td> <p>&nbsp;0-80rpm</p> </td> </tr> <tr> <td> <p>&nbsp;Speed display</p> </td> <td> <p>&nbsp;Scale</p> </td> </tr> <tr> <td> <p>&nbsp;Timer display</p> </td> <td> <p>&nbsp;Scale</p> </td> </tr> <tr> <td> <p>&nbsp;Operation mode</p> </td> <td> <p>&nbsp;Continuous</p> </td> </tr> <tr> <td> <p>&nbsp;Voltage</p> </td> <td> <p>&nbsp;100-240V, 50/60Hz</p> </td> </tr> <tr> <td> <p>&nbsp;Power</p> </td> <td> <p>&nbsp;20W</p> </td> </tr> <tr> <td> <p>&nbsp;Dimensions[D&times;W&times;H]</p> </td> <td> <p>&nbsp;300&times;220&times;310mm</p> </td> </tr> <tr> <td> <p>&nbsp;Permissible ambient temperature and humidity&nbsp;</p> </td> <td> <p>&nbsp;5-40℃, 80%RH</p> </td> </tr> <tr> <td> <p>&nbsp;Protection class</p> </td> <td> <p>&nbsp;IP21</p> </td> </tr> </tbody> </table> <p>&nbsp;</p><p>Dragon Lab is a&nbsp;professional manufacturer of high-quality laboratory instruments for research. The company is dedicated to developing and manufacturing general laboratory instruments, offering researchers unmatched performance and proven value.</p> <p><strong>product information page download</strong><strong>&nbsp;</strong>&nbsp;:</p> <p>&nbsp;</p> <p>&nbsp; &nbsp; &nbsp; &nbsp; &nbsp;&nbsp;<a href="http://www.dlabsci.com/uploads/DLAB%20Catalogue.pdf" target="_blank"><img style="height: 165px; width: 125px; -moz-box-shadow: 2px 2px 5px #333333; -webkit-box-shadow: 2px 2px 5px #333333; box-shadow: 2px 2px 5px #333333;" src="http://www.microanalytix.co.nz/content/images/thumbs/DLAB.PNG" alt="" /></a></p><p><strong>DispensMate Dispenser Chemical Compatibility download</strong><strong>&nbsp;</strong>&nbsp;:</p> <p>&nbsp;</p><a href="http://www.microanalytix.co.nz/content/files/Chem Comp chart top Dispenser DLab.pdf" target="_blank"><img style="height: 165px; width: 125px; -moz-box-shadow: 2px 2px 5px #333333; -webkit-box-shadow: 2px 2px 5px #333333; box-shadow: 2px 2px 5px #333333;" src="http://www.microanalytix.co.nz/content/images/thumbs/DispensMate Dispenser Chemical Compatibility.PNG" alt="DispensMate Dispenser Chemical Compatibility" /></a></p> <p>&nbsp;</p> <p>&nbsp;</p> </body> </html> | 0 | 1 | FALSE |  |  |  | rotator-mx-rd-e | FALSE | TRUE | MX-RD-E |  |  | FALSE | 0 | FALSE |  | FALSE | FALSE | 0 | TRUE | 10 | 1 | FALSE | 0 | FALSE |  | FALSE | 100 | 0 | 10 | TRUE | FALSE | 0 | 0 | 0 | FALSE | 6 | 0 | 10000 | FALSE | FALSE | 0 | 0 | 1 | 0 | FALSE | 1 | 10000 |  | FALSE | FALSE | FALSE | FALSE |  | FALSE | 2016 | 2016 | 0 |  |  |  | FALSE | 0 | 1000 | 0 | 0 | 0 | 0 | 43138.8768 | 164; | 18; | E:\w3server\microanalytix.com.au\httpdocs\content\images\thumbs\0012085_rotator-mx-rd-e.jpeg
5 | 0 | TRUE | Rotator MX-RL-E | Rotator(including accessory- 18900327/8/9), used with rotisserie accessories,variable speed | <!DOCTYPE html> <html> <head> <style> td { border:1px solid #ccc } </style> </head> <body> <p><strong>FEATURES</strong></p> <ul> <li>Provides gentle but effective rolling</li> <li>Adjustable speed range from 0 to 80rpm</li> <li>A wide variety of accessories are available</li> </ul> <p>&nbsp;</p> <table style="height: 412px;" border="1" width="530"> <tbody> <tr> <td> <p>&nbsp;Motor type</p> </td> <td> <p>&nbsp;DC motor</p> </td> </tr> <tr> <td> <p>&nbsp;Speed range</p> </td> <td> <p>&nbsp;0-80rpm</p> </td> </tr> <tr> <td> <p>&nbsp;Speed display</p> </td> <td> <p>&nbsp;Scale</p> </td> </tr> <tr> <td> <p>&nbsp;Timer display</p> </td> <td> <p>&nbsp;Scale</p> </td> </tr> <tr> <td> <p>&nbsp;Operation mode</p> </td> <td> <p>&nbsp;Continuous</p> </td> </tr> <tr> <td> <p>&nbsp;Voltage</p> </td> <td> <p>&nbsp;100-240V, 50/60Hz</p> </td> </tr> <tr> <td> <p>&nbsp;Power</p> </td> <td> <p>&nbsp;20W</p> </td> </tr> <tr> <td> <p>&nbsp;Dimensions [D&times;W&times;H]</p> </td> <td> <p>&nbsp;150&times;530&times;190mm</p> </td> </tr> <tr> <td> <p>&nbsp;Permissible ambient temperature&nbsp;and humidity</p> </td> <td> <p>&nbsp;5-40℃, 80%RH</p> </td> </tr> <tr> <td> <p>&nbsp;Protection class</p> </td> <td> <p>&nbsp;IP21</p> </td> </tr> </tbody> </table> <p>&nbsp;</p><p>Dragon Lab is a&nbsp;professional manufacturer of high-quality laboratory instruments for research. The company is dedicated to developing and manufacturing general laboratory instruments, offering researchers unmatched performance and proven value.</p> <p><strong>product information page download</strong><strong>&nbsp;</strong>&nbsp;:</p> <p>&nbsp;</p> <p>&nbsp; &nbsp; &nbsp; &nbsp; &nbsp;&nbsp;<a href="http://www.dlabsci.com/uploads/DLAB%20Catalogue.pdf" target="_blank"><img style="height: 165px; width: 125px; -moz-box-shadow: 2px 2px 5px #333333; -webkit-box-shadow: 2px 2px 5px #333333; box-shadow: 2px 2px 5px #333333;" src="http://www.microanalytix.co.nz/content/images/thumbs/DLAB.PNG" alt="" /></a></p><p><strong>DispensMate Dispenser Chemical Compatibility download</strong><strong>&nbsp;</strong>&nbsp;:</p> <p>&nbsp;</p><a href="http://www.microanalytix.co.nz/content/files/Chem Comp chart top Dispenser DLab.pdf" target="_blank"><img style="height: 165px; width: 125px; -moz-box-shadow: 2px 2px 5px #333333; -webkit-box-shadow: 2px 2px 5px #333333; box-shadow: 2px 2px 5px #333333;" src="http://www.microanalytix.co.nz/content/images/thumbs/DispensMate Dispenser Chemical Compatibility.PNG" alt="DispensMate Dispenser Chemical Compatibility" /></a></p> <p>&nbsp;</p> <p>&nbsp;</p> </body> </html> | 0 | 1 | FALSE |  |  |  | rotator-mx-rl-e | FALSE | TRUE | MX-RL-E |  |  | FALSE | 0 | FALSE |  | FALSE | FALSE | 0 | TRUE | 10 | 1 | FALSE | 0 | FALSE |  | FALSE | 100 | 0 | 10 | TRUE | FALSE | 0 | 0 | 0 | FALSE | 6 | 0 | 10000 | FALSE | FALSE | 0 | 0 | 1 | 0 | FALSE | 1 | 10000 |  | FALSE | FALSE | FALSE | FALSE |  | FALSE | 2016 | 2016 | 0 |  |  |  | FALSE | 0 | 1000 | 0 | 0 | 0 | 0 | 43138.878 | 164; | 18; | E:\w3server\microanalytix.com.au\httpdocs\content\images\thumbs\0012087_rotator-mx-rl-e.jpeg
5 | 0 | TRUE | S20C Stator | 20 coarse ( C ) | <!DOCTYPE html> <html> <head> </head> <body> <p>Dragon Lab is a&nbsp;professional manufacturer of high-quality laboratory instruments for research. The company is dedicated to developing and manufacturing general laboratory instruments, offering researchers unmatched performance and proven value.</p> <p><strong>product information page download</strong><strong>&nbsp;</strong>&nbsp;:</p> <p>&nbsp;</p> <p>&nbsp; &nbsp; &nbsp; &nbsp; &nbsp;&nbsp;<a href="http://www.dlabsci.com/uploads/DLAB%20Catalogue.pdf" target="_blank"><img style="height: 165px; width: 125px; -moz-box-shadow: 2px 2px 5px #333333; -webkit-box-shadow: 2px 2px 5px #333333; box-shadow: 2px 2px 5px #333333;" src="http://www.microanalytix.co.nz/content/images/thumbs/DLAB.PNG" alt="" /></a></p><p><strong>DispensMate Dispenser Chemical Compatibility download</strong><strong>&nbsp;</strong>&nbsp;:</p> <p>&nbsp;</p><a href="http://www.microanalytix.co.nz/content/files/Chem Comp chart top Dispenser DLab.pdf" target="_blank"><img style="height: 165px; width: 125px; -moz-box-shadow: 2px 2px 5px #333333; -webkit-box-shadow: 2px 2px 5px #333333; box-shadow: 2px 2px 5px #333333;" src="http://www.microanalytix.co.nz/content/images/thumbs/DispensMate Dispenser Chemical Compatibility.PNG" alt="DispensMate Dispenser Chemical Compatibility" /></a></p> <p>&nbsp;</p> <p>&nbsp;</p> </body> </html> | 0 | 1 | FALSE |  |  |  | s20c-stator-18900205 | FALSE | TRUE | S20C Stator |  |  | FALSE | 0 | FALSE |  | FALSE | FALSE | 0 | TRUE | 10 | 1 | FALSE | 0 | FALSE |  | FALSE | 100 | 0 | 10 | TRUE | FALSE | 0 | 0 | 0 | FALSE | 6 | 0 | 10000 | FALSE | FALSE | 0 | 0 | 1 | 0 | FALSE | 1 | 10000 |  | FALSE | FALSE | FALSE | FALSE |  | FALSE | 792 | 792 | 0 |  |  |  | FALSE | 0 | 1000 | 0 | 0 | 0 | 0 | 43178.0551 | 84; | 18; | E:\w3server\microanalytix.com.au\httpdocs\content\images\thumbs\0012163_s20c-stator.png | E:\w3server\microanalytix.com.au\httpdocs\content\images\thumbs\0012154_s20c-stator.png
5 | 0 | TRUE | S20F Stator | 20 coarse ( C ) | <!DOCTYPE html> <html> <head> </head> <body> <p>Dragon Lab is a&nbsp;professional manufacturer of high-quality laboratory instruments for research. The company is dedicated to developing and manufacturing general laboratory instruments, offering researchers unmatched performance and proven value.</p> <p><strong>product information page download</strong><strong>&nbsp;</strong>&nbsp;:</p> <p>&nbsp;</p> <p>&nbsp; &nbsp; &nbsp; &nbsp; &nbsp;&nbsp;<a href="http://www.dlabsci.com/uploads/DLAB%20Catalogue.pdf" target="_blank"><img style="height: 165px; width: 125px; -moz-box-shadow: 2px 2px 5px #333333; -webkit-box-shadow: 2px 2px 5px #333333; box-shadow: 2px 2px 5px #333333;" src="http://www.microanalytix.co.nz/content/images/thumbs/DLAB.PNG" alt="" /></a></p><p><strong>DispensMate Dispenser Chemical Compatibility download</strong><strong>&nbsp;</strong>&nbsp;:</p> <p>&nbsp;</p><a href="http://www.microanalytix.co.nz/content/files/Chem Comp chart top Dispenser DLab.pdf" target="_blank"><img style="height: 165px; width: 125px; -moz-box-shadow: 2px 2px 5px #333333; -webkit-box-shadow: 2px 2px 5px #333333; box-shadow: 2px 2px 5px #333333;" src="http://www.microanalytix.co.nz/content/images/thumbs/DispensMate Dispenser Chemical Compatibility.PNG" alt="DispensMate Dispenser Chemical Compatibility" /></a></p> <p>&nbsp;</p> <p>&nbsp;</p> </body> </html> | 0 | 1 | FALSE |  |  |  | s20f-stator-18900206 | FALSE | TRUE | S20F |  |  | FALSE | 0 | FALSE |  | FALSE | FALSE | 0 | TRUE | 10 | 1 | FALSE | 0 | FALSE |  | FALSE | 100 | 0 | 10 | TRUE | FALSE | 0 | 0 | 0 | FALSE | 6 | 0 | 10000 | FALSE | FALSE | 0 | 0 | 1 | 0 | FALSE | 1 | 10000 |  | FALSE | FALSE | FALSE | FALSE |  | FALSE | 912 | 912 | 0 |  |  |  | FALSE | 0 | 1000 | 0 | 0 | 0 | 0 | 43178.0564 | 84; | 18; | E:\w3server\microanalytix.com.au\httpdocs\content\images\thumbs\0012164_s20f-stator.png | E:\w3server\microanalytix.com.au\httpdocs\content\images\thumbs\0012155_s20f-stator.png
5 | 0 | TRUE | S30C Stator | 30 coarse ( C ) | <!DOCTYPE html> <html> <head> </head> <body> <p>Dragon Lab is a&nbsp;professional manufacturer of high-quality laboratory instruments for research. The company is dedicated to developing and manufacturing general laboratory instruments, offering researchers unmatched performance and proven value.</p> <p><strong>product information page download</strong><strong>&nbsp;</strong>&nbsp;:</p> <p>&nbsp;</p> <p>&nbsp; &nbsp; &nbsp; &nbsp; &nbsp;&nbsp;<a href="http://www.dlabsci.com/uploads/DLAB%20Catalogue.pdf" target="_blank"><img style="height: 165px; width: 125px; -moz-box-shadow: 2px 2px 5px #333333; -webkit-box-shadow: 2px 2px 5px #333333; box-shadow: 2px 2px 5px #333333;" src="http://www.microanalytix.co.nz/content/images/thumbs/DLAB.PNG" alt="" /></a></p><p><strong>DispensMate Dispenser Chemical Compatibility download</strong><strong>&nbsp;</strong>&nbsp;:</p> <p>&nbsp;</p><a href="http://www.microanalytix.co.nz/content/files/Chem Comp chart top Dispenser DLab.pdf" target="_blank"><img style="height: 165px; width: 125px; -moz-box-shadow: 2px 2px 5px #333333; -webkit-box-shadow: 2px 2px 5px #333333; box-shadow: 2px 2px 5px #333333;" src="http://www.microanalytix.co.nz/content/images/thumbs/DispensMate Dispenser Chemical Compatibility.PNG" alt="DispensMate Dispenser Chemical Compatibility" /></a></p> <p>&nbsp;</p> <p>&nbsp;</p> </body> </html> | 0 | 1 | FALSE |  |  |  | s30c-stator-18900213 | FALSE | TRUE | S30C |  |  | FALSE | 0 | FALSE |  | FALSE | FALSE | 0 | TRUE | 10 | 1 | FALSE | 0 | FALSE |  | FALSE | 100 | 0 | 10 | TRUE | FALSE | 0 | 0 | 0 | FALSE | 6 | 0 | 10000 | FALSE | FALSE | 0 | 0 | 1 | 0 | FALSE | 1 | 10000 |  | FALSE | FALSE | FALSE | FALSE |  | FALSE | 912 | 912 | 0 |  |  |  | FALSE | 0 | 1000 | 0 | 0 | 0 | 0 | 43178.0594 | 84; | 18; | E:\w3server\microanalytix.com.au\httpdocs\content\images\thumbs\0012165_s30c-stator.png | E:\w3server\microanalytix.com.au\httpdocs\content\images\thumbs\0012156_s30c-stator.png
5 | 0 | TRUE | S30F Stator | 30 fine ( F ) | <!DOCTYPE html> <html> <head> </head> <body> <p>Dragon Lab is a&nbsp;professional manufacturer of high-quality laboratory instruments for research. The company is dedicated to developing and manufacturing general laboratory instruments, offering researchers unmatched performance and proven value.</p> <p><strong>product information page download</strong><strong>&nbsp;</strong>&nbsp;:</p> <p>&nbsp;</p> <p>&nbsp; &nbsp; &nbsp; &nbsp; &nbsp;&nbsp;<a href="http://www.dlabsci.com/uploads/DLAB%20Catalogue.pdf" target="_blank"><img style="height: 165px; width: 125px; -moz-box-shadow: 2px 2px 5px #333333; -webkit-box-shadow: 2px 2px 5px #333333; box-shadow: 2px 2px 5px #333333;" src="http://www.microanalytix.co.nz/content/images/thumbs/DLAB.PNG" alt="" /></a></p><p><strong>DispensMate Dispenser Chemical Compatibility download</strong><strong>&nbsp;</strong>&nbsp;:</p> <p>&nbsp;</p><a href="http://www.microanalytix.co.nz/content/files/Chem Comp chart top Dispenser DLab.pdf" target="_blank"><img style="height: 165px; width: 125px; -moz-box-shadow: 2px 2px 5px #333333; -webkit-box-shadow: 2px 2px 5px #333333; box-shadow: 2px 2px 5px #333333;" src="http://www.microanalytix.co.nz/content/images/thumbs/DispensMate Dispenser Chemical Compatibility.PNG" alt="DispensMate Dispenser Chemical Compatibility" /></a></p> <p>&nbsp;</p> <p>&nbsp;</p> </body> </html> | 0 | 1 | FALSE |  |  |  | s30f-stator-18900228 | FALSE | TRUE | S30F |  |  | FALSE | 0 | FALSE |  | FALSE | FALSE | 0 | TRUE | 10 | 1 | FALSE | 0 | FALSE |  | FALSE | 100 | 0 | 10 | TRUE | FALSE | 0 | 0 | 0 | FALSE | 6 | 0 | 10000 | FALSE | FALSE | 0 | 0 | 1 | 0 | FALSE | 1 | 10000 |  | FALSE | FALSE | FALSE | FALSE |  | FALSE | 932 | 932 | 0 |  |  |  | FALSE | 0 | 1000 | 0 | 0 | 0 | 0 | 43178.06 | 84; | 18; | E:\w3server\microanalytix.com.au\httpdocs\content\images\thumbs\0012166_s30f-stator.png | E:\w3server\microanalytix.com.au\httpdocs\content\images\thumbs\0012157_s30f-stator.png
5 | 0 | TRUE | S40C Stator | 40 course ( C ) | <!DOCTYPE html> <html> <head> </head> <body> <p>Dragon Lab is a&nbsp;professional manufacturer of high-quality laboratory instruments for research. The company is dedicated to developing and manufacturing general laboratory instruments, offering researchers unmatched performance and proven value.</p> <p><strong>product information page download</strong><strong>&nbsp;</strong>&nbsp;:</p> <p>&nbsp;</p> <p>&nbsp; &nbsp; &nbsp; &nbsp; &nbsp;&nbsp;<a href="http://www.dlabsci.com/uploads/DLAB%20Catalogue.pdf" target="_blank"><img style="height: 165px; width: 125px; -moz-box-shadow: 2px 2px 5px #333333; -webkit-box-shadow: 2px 2px 5px #333333; box-shadow: 2px 2px 5px #333333;" src="http://www.microanalytix.co.nz/content/images/thumbs/DLAB.PNG" alt="" /></a></p><p><strong>DispensMate Dispenser Chemical Compatibility download</strong><strong>&nbsp;</strong>&nbsp;:</p> <p>&nbsp;</p><a href="http://www.microanalytix.co.nz/content/files/Chem Comp chart top Dispenser DLab.pdf" target="_blank"><img style="height: 165px; width: 125px; -moz-box-shadow: 2px 2px 5px #333333; -webkit-box-shadow: 2px 2px 5px #333333; box-shadow: 2px 2px 5px #333333;" src="http://www.microanalytix.co.nz/content/images/thumbs/DispensMate Dispenser Chemical Compatibility.PNG" alt="DispensMate Dispenser Chemical Compatibility" /></a></p> <p>&nbsp;</p> <p>&nbsp;</p> </body> </html> | 0 | 1 | FALSE |  |  |  | s40c-stator-18900214 | FALSE | TRUE | S40C |  |  | FALSE | 0 | FALSE |  | FALSE | FALSE | 0 | TRUE | 10 | 1 | FALSE | 0 | FALSE |  | FALSE | 100 | 0 | 10 | TRUE | FALSE | 0 | 0 | 0 | FALSE | 6 | 0 | 10000 | FALSE | FALSE | 0 | 0 | 1 | 0 | FALSE | 1 | 10000 |  | FALSE | FALSE | FALSE | FALSE |  | FALSE | 989 | 989 | 0 |  |  |  | FALSE | 0 | 1000 | 0 | 0 | 0 | 0 | 43178.0612 | 84; | 18; | E:\w3server\microanalytix.com.au\httpdocs\content\images\thumbs\0012168_s40c-stator.png | E:\w3server\microanalytix.com.au\httpdocs\content\images\thumbs\0012167_s40c-stator.png
5 | 0 | TRUE | Spectrophotometers SP-UV1000 | 200~1000nm Tungsten lamp &Deuterium lamp, including 4 glass square cuvettes | <!DOCTYPE html> <html> <head> <style> td { border:1px solid #ccc; } </style> </head> <body> <p><strong>FEATURES</strong></p> <ul> <li> <p>Large 128x64 dots, backlit LCD screen with brightness control displays a large array of data also in graphical format</p> </li> <li> <p>Large sample compartment to accomodate 5-100mm path length cuvette with optional holders</p> </li> <li> <p>Auto setting of wavelength-to calibrate the system through arrow keys and avoid operational errors.</p> </li> <li> <p>The system can save the test results, up to 200 groups of data and 200 standard curves in the RAM memory</p> </li> <li> <p>Data can also be restored after a sudden power failure&nbsp;</p> </li> </ul> <table border="1" cellspacing="0" cellpadding="5"> <tbody> <tr> <td style="padding: 0cm 5.4pt; width: 207.9pt; height: 13.8pt; border: 1.5pt 1pt 1pt 1.5pt solid windowtext;" valign="top" width="277"> <p>Optical System</p> </td> <td> <p>&nbsp;Single Beam</p> </td> </tr> <tr> <td> <p>Light Source</p> </td> <td> <p>&nbsp;Tungsten lamp</p> </td> </tr> <tr> <td> <p>Spectral Bandwidth</p> </td> <td> <p>&nbsp;4.0nm</p> </td> </tr> <tr> <td> <p>Wavelenth Range</p> </td> <td> <p>&nbsp;325-1000nm</p> </td> </tr> <tr> <td> <p>Wavelength Accuracy</p> </td> <td> <p>&nbsp;&plusmn;2nm</p> </td> </tr> <tr> <td> <p>Wavelength Repeatability</p> </td> <td> <p>&nbsp;&le;1nm</p> </td> </tr> <tr> <td> <p>Photometric Range</p> </td> <td> <p>&nbsp;-0.3-3.0A, 0-200%T</p> </td> </tr> <tr> <td> <p>Photometric Accuracy</p> </td> <td> <p>&nbsp;&plusmn;0.003A@ 0.5A, &plusmn;0.006A@ 1.0A, &plusmn;0.5%T @100%T</p> </td> </tr> <tr> <td> <p>Photometric Repeatability</p> </td> <td> <p>&nbsp;&le;0.0015A@ 0.5A, &le;0.003A@ 1.0A, 0.25%T @100%T</p> </td> </tr> <tr> <td> <p>Stability</p> </td> <td> <p>&le;0.002A/h @ 500nm</p> <p>&nbsp;(after preheat 2 hours)</p> </td> </tr> <tr> <td> <p>Stray Light</p> </td> <td> <p>&nbsp;&le;0.2%T@ 360nm</p> </td> </tr> <tr> <td> <p>Sample Compartment</p> </td> <td> <p>&nbsp;4-position, 10mm</p> <p>&nbsp;pathlength cuvette</p> </td> </tr> <tr> <td> <p>Display</p> </td> <td> <p>&nbsp;LCD</p> </td> </tr> <tr> <td> <p>Output</p> </td> <td> <p>USB Port&amp; Parallel Port (Printer)</p> </td> </tr> <tr> <td> <p>Power</p> </td> <td> <p>&nbsp;110/220VAC, 50/60Hz, 80W</p> </td> </tr> <tr> <td> <p>Dimensions[LxWxH]</p> </td> <td> <p>&nbsp;490x360x210nm</p> </td> </tr> <tr> <td> <p>Weight</p> </td> <td> <p>10Kg</p> </td> </tr> </tbody> </table><p>Dragon Lab is a&nbsp;professional manufacturer of high-quality laboratory instruments for research. The company is dedicated to developing and manufacturing general laboratory instruments, offering researchers unmatched performance and proven value.</p> <p><strong>product information page download</strong><strong>&nbsp;</strong>&nbsp;:</p> <p>&nbsp;</p> <p>&nbsp; &nbsp; &nbsp; &nbsp; &nbsp;&nbsp;<a href="http://www.dlabsci.com/uploads/DLAB%20Catalogue.pdf" target="_blank"><img style="height: 165px; width: 125px; -moz-box-shadow: 2px 2px 5px #333333; -webkit-box-shadow: 2px 2px 5px #333333; box-shadow: 2px 2px 5px #333333;" src="http://www.microanalytix.co.nz/content/images/thumbs/DLAB.PNG" alt="" /></a></p> <p>&nbsp;</p> <p>&nbsp;</p> </body> </html> | 0 | 1 | FALSE |  |  |  | spectrophotometers-sp-uv1000 | FALSE | TRUE | SP-UV1000 |  |  | FALSE | 0 | FALSE |  | FALSE | FALSE | 0 | TRUE | 10 | 1 | FALSE | 0 | FALSE |  | FALSE | 100 | 0 | 10 | TRUE | FALSE | 0 | 0 | 0 | FALSE | 6 | 0 | 10000 | FALSE | FALSE | 0 | 0 | 1 | 0 | FALSE | 1 | 10000 |  | FALSE | FALSE | FALSE | FALSE |  | FALSE | 5992 | 5992 | 0 |  |  |  | FALSE | 0 | 1000 | 0 | 0 | 0 | 0 | 43110.9478 | 161; | 18; | E:\w3server\microanalytix.com.au\httpdocs\content\images\thumbs\0012009_spectrophotometers-sp-uv1000.jpeg
5 | 0 | TRUE | Spectrophotometers SP-UV1100 | 190~1100nm Tungsten lamp &Deuterium lamp, including 4 glass square cuvettes and 2 quartz square cuvettes | <!DOCTYPE html> <html> <head> <style> td { border:1px solid #ccc; } </style> </head> <body> <p><strong>FEATURES</strong></p> <ul> <li> <p>Large 128x64 dots, backlit LCD screen with brightness control displays a large array of data also also in graphical format</p> </li> <li> <p>Large sample compartment to accomodate 5-100mm path length cuvette with optional holders</p> </li> <li> <p>Autosetting of wavelength-to calibrate the system through arrow keys and avoid operational errors.</p> </li> <li> <p>The system can save the test results, upto 200 groups of data and 200 standard curves in the RAM memory</p> </li> <li> <p>Data can also be restored after a sudden power failure</p> </li> <li> <p>Optional application software provides computer control to spectrophotometer through USB port</p> </li> </ul> <table style="height: 899px; width: 483px;" border="1" width="483" cellspacing="0" cellpadding="10"> <tbody> <tr> <td style="text-align: center;"> <p>Optical System</p> </td> <td> <p>&nbsp;Single Beam</p> </td> </tr> <tr> <td style="text-align: center;"> <p>Light Source</p> </td> <td> <p>&nbsp;Tungsten lamp and Duterium lamp</p> </td> </tr> <tr> <td style="text-align: center;"> <p>Spectral Bandwidth</p> </td> <td> <p>&nbsp;2.0nm</p> </td> </tr> <tr> <td style="text-align: center;"> <p>Wavelenth Range</p> </td> <td> <p>&nbsp;190-1100nm</p> </td> </tr> <tr> <td style="text-align: center;"> <p>Wavelength Accuracy</p> </td> <td> <p>&nbsp;&plusmn;0.5nm</p> </td> </tr> <tr> <td style="text-align: center;"> <p>Wavelength Repeatability</p> </td> <td> <p>&nbsp;&le;0.3nm</p> </td> </tr> <tr> <td style="text-align: center;"> <p>Photometric Range</p> </td> <td> <p>&nbsp;-0.3-3.0A, 0-200%T</p> </td> </tr> <tr> <td style="text-align: center;"> <p>Photometric Accuracy</p> </td> <td> <p>&nbsp;&plusmn;0.002A@ 0.5A, &plusmn;0.004A@ 1.0A, &plusmn;0.3%T @100%T</p> </td> </tr> <tr> <td style="text-align: center;"> <p>Photometric Repeatability</p> </td> <td> <p>&nbsp;&le;0.001A@ 0.5A, &le;0.0002A@ 1.0A, 0.15%T @100%T</p> </td> </tr> <tr> <td style="text-align: center;"> <p>Stability</p> </td> <td> <p>&le;0.002A/h @ 500nm</p> <p>&nbsp;(after preheat 2 hours)</p> </td> </tr> <tr> <td style="text-align: center;"> <p>Stray Light</p> </td> <td> <p>&nbsp;&le;0.005%T@ 220&amp;360nm</p> </td> </tr> <tr> <td style="text-align: center;"> <p>Sample Compartment</p> </td> <td> <p>&nbsp;4-position, 10mm</p> <p>&nbsp;pathlength cuvette</p> </td> </tr> <tr> <td style="text-align: center;"> <p>Display</p> </td> <td> <p>&nbsp;LCD</p> </td> </tr> <tr> <td style="text-align: center;"> <p>Output</p> </td> <td> <p>USB Port&amp; Parallel Port</p> <p>&nbsp;(Printer)</p> </td> </tr> <tr> <td style="text-align: center;"> <p>Power</p> </td> <td> <p>&nbsp;110/220VAC, 50/60Hz, 120W</p> </td> </tr> <tr> <td style="text-align: center;"> <p>Dimensions[LxWxH]</p> </td> <td> <p>&nbsp;490x360x210nm</p> </td> </tr> <tr> <td style="text-align: center;"> <p>Weight</p> </td> <td> <p>12Kg</p> </td> </tr> </tbody> </table><p>Dragon Lab is a&nbsp;professional manufacturer of high-quality laboratory instruments for research. The company is dedicated to developing and manufacturing general laboratory instruments, offering researchers unmatched performance and proven value.</p> <p><strong>product information page download</strong><strong>&nbsp;</strong>&nbsp;:</p> <p>&nbsp;</p> <p>&nbsp; &nbsp; &nbsp; &nbsp; &nbsp;&nbsp;<a href="http://www.dlabsci.com/uploads/DLAB%20Catalogue.pdf" target="_blank"><img style="height: 165px; width: 125px; -moz-box-shadow: 2px 2px 5px #333333; -webkit-box-shadow: 2px 2px 5px #333333; box-shadow: 2px 2px 5px #333333;" src="http://www.microanalytix.co.nz/content/images/thumbs/DLAB.PNG" alt="" /></a></p> <p>&nbsp;</p> <p>&nbsp;</p> </body> </html> | 0 | 1 | FALSE |  |  |  | spectrophotometers-sp-uv1100 | FALSE | TRUE | SP-UV1100 |  |  | FALSE | 0 | FALSE |  | FALSE | FALSE | 0 | TRUE | 10 | 1 | FALSE | 0 | FALSE |  | FALSE | 100 | 0 | 10 | TRUE | FALSE | 0 | 0 | 0 | FALSE | 6 | 0 | 10000 | FALSE | FALSE | 0 | 0 | 1 | 0 | FALSE | 1 | 10000 |  | FALSE | FALSE | FALSE | FALSE |  | FALSE | 7920 | 7920 | 0 |  |  |  | FALSE | 0 | 1000 | 0 | 0 | 0 | 0 | 43110.9504 | 161; | 18; | E:\w3server\microanalytix.com.au\httpdocs\content\images\thumbs\0012010_spectrophotometers-sp-uv1100.jpeg
5 | 0 | TRUE | Spectrophotometers SP-V1000 | 325~1000nm Tungsten lamp, including 4 glass square cuvettes | <!DOCTYPE html> <html> <head> <style> td { border:1px solid #ccc; } </style> </head> <body> <p><strong>FEATURES</strong></p> <ul> <li> <p>Large 128x64 dots, backlit LCD screen with brightness control displays a large array of data also also in graphical format</p> </li> <li> <p>Large sample compartment to accomodate 5-100mm path length cuvette with optional holders</p> </li> <li> <p>Autosetting of wavelength-to calibrate the system through arrow keys and avoid operational errors.</p> </li> <li> <p>The system can save the test results, upto 200 groups of data and 200 standard curves in the RAM memory</p> </li> <li> <p>Data can also be restored after a sudden power failure&nbsp;</p> </li> </ul> <table border="1" cellspacing="0" cellpadding="5"> <tbody> <tr> <td style="text-align: center;"> <p>Optical System</p> </td> <td> <p>&nbsp;Single Beam</p> </td> </tr> <tr> <td style="text-align: center;"> <p>Light Source</p> </td> <td> <p>&nbsp;Tungsten lamp</p> </td> </tr> <tr> <td style="text-align: center;"> <p>Spectral Bandwidth</p> </td> <td> <p>&nbsp;4.0nm</p> </td> </tr> <tr> <td style="text-align: center;"> <p>Wavelenth Range</p> </td> <td> <p>&nbsp;325-1000nm</p> </td> </tr> <tr> <td style="text-align: center;"> <p>Wavelength Accuracy</p> </td> <td> <p>&nbsp;&plusmn;2nm</p> </td> </tr> <tr> <td style="text-align: center;"> <p>Wavelength Repeatability</p> </td> <td> <p>&nbsp;&le;1nm</p> </td> </tr> <tr> <td style="text-align: center;"> <p>Photometric Range</p> </td> <td> <p>&nbsp;-0.3-3.0A, 0-200%T</p> </td> </tr> <tr> <td style="text-align: center;"> <p>Photometric Accuracy</p> </td> <td> <p>&nbsp;&plusmn;0.003A@ 0.5A, &plusmn;0.006A@ 1.0A, &plusmn;0.5%T @100%T</p> </td> </tr> <tr> <td style="text-align: center;"> <p>Photometric Repeatability</p> </td> <td> <p>&nbsp;&le;0.0015A@ 0.5A, &le;0.003A@ 1.0A, 0.25%T @100%T</p> </td> </tr> <tr> <td style="text-align: center;"> <p>Stability</p> </td> <td> <p>&le;0.002A/h @ 500nm</p> <p>&nbsp;(after preheat 2 hours)</p> </td> </tr> <tr> <td style="text-align: center;"> <p>Stray Light</p> </td> <td> <p>&nbsp;&le;0.2%T@ 360nm</p> </td> </tr> <tr> <td style="text-align: center;"> <p>Sample Compartment</p> </td> <td> <p>&nbsp;4-position, 10mm</p> <p>&nbsp;pathlength cuvette</p> </td> </tr> <tr> <td style="text-align: center;"> <p>Display</p> </td> <td> <p>&nbsp;LCD</p> </td> </tr> <tr> <td style="text-align: center;"> <p>Output</p> </td> <td> <p>USB Port&amp; Parallel Port (Printer)</p> </td> </tr> <tr> <td style="text-align: center;"> <p>Power</p> </td> <td> <p>&nbsp;110/220VAC, 50/60Hz, 80W</p> </td> </tr> <tr> <td style="text-align: center;"> <p>Dimensions[LxWxH]</p> </td> <td> <p>&nbsp;490x360x210nm</p> </td> </tr> <tr> <td style="text-align: center;"> <p>Weight</p> </td> <td> <p>10Kg</p> </td> </tr> </tbody> </table><p>Dragon Lab is a&nbsp;professional manufacturer of high-quality laboratory instruments for research. The company is dedicated to developing and manufacturing general laboratory instruments, offering researchers unmatched performance and proven value.</p> <p><strong>product information page download</strong><strong>&nbsp;</strong>&nbsp;:</p> <p>&nbsp;</p> <p>&nbsp; &nbsp; &nbsp; &nbsp; &nbsp;&nbsp;<a href="http://www.dlabsci.com/uploads/DLAB%20Catalogue.pdf" target="_blank"><img style="height: 165px; width: 125px; -moz-box-shadow: 2px 2px 5px #333333; -webkit-box-shadow: 2px 2px 5px #333333; box-shadow: 2px 2px 5px #333333;" src="http://www.microanalytix.co.nz/content/images/thumbs/DLAB.PNG" alt="" /></a></p> <p>&nbsp;</p> <p>&nbsp;</p> </body> </html> | 0 | 1 | FALSE |  |  |  | spectrophotometers-sp-v1000 | FALSE | TRUE | SP-V1000 |  |  | FALSE | 0 | FALSE |  | FALSE | FALSE | 0 | TRUE | 10 | 1 | FALSE | 0 | FALSE |  | FALSE | 100 | 0 | 10 | TRUE | FALSE | 0 | 0 | 0 | FALSE | 6 | 0 | 10000 | FALSE | FALSE | 0 | 0 | 1 | 0 | FALSE | 1 | 10000 |  | FALSE | FALSE | FALSE | FALSE |  | FALSE | 3920 | 3920 | 0 |  |  |  | FALSE | 0 | 1000 | 0 | 0 | 0 | 0 | 43110.9513 | 161; | 18; | E:\w3server\microanalytix.com.au\httpdocs\content\images\thumbs\0012011_spectrophotometers-sp-v1000.jpeg
5 | 0 | TRUE | Spectrophotometers SP-V1100 | 320~1100nm Tungsten lamp, including 4 glass square cuvettes | <!DOCTYPE html> <html> <head> <style> td { border:1px solid #ccc; } </style> </head> <body> <p><strong>FEATURES</strong></p> <ul> <li> <p>Large 128x64 dots, backlit LCD screen with brightness control displays a large array of data also also in graphical format</p> </li> <li> <p>Large sample compartment to accomodate 5-100mm path length cuvette with optional holders</p> </li> <li> <p>Autosetting of wavelength-to calibrate the system through arrow keys and avoid operational errors.</p> </li> <li> <p>The system can save the test results, upto 200 groups of data and 200 standard curves in the RAM memory</p> </li> <li> <p>Data can also be restored after a sudden power failure</p> </li> <li> <p>Optional application software provides computer control to spectrophotometer through USB port</p> </li> </ul> <table border="1" cellspacing="0" cellpadding="5"> <tbody> <tr> <td style="text-align: center;"> <p>Optical System</p> </td> <td> <p>&nbsp;Single Beam</p> </td> </tr> <tr> <td style="text-align: center;"> <p>Light Source</p> </td> <td> <p>&nbsp;Tungsten lamp</p> </td> </tr> <tr> <td style="text-align: center;"> <p>Spectral Bandwidth</p> </td> <td> <p>&nbsp;2.0nm</p> </td> </tr> <tr> <td style="text-align: center;"> <p>Wavelenth Range</p> </td> <td> <p>320-1100nm</p> </td> </tr> <tr> <td style="text-align: center;"> <p>Wavelength Accuracy</p> </td> <td> <p>&nbsp;&plusmn;0.5nm</p> </td> </tr> <tr> <td style="text-align: center;"> <p>Wavelength Repeatability</p> </td> <td> <p>&nbsp;&le;0.3nm</p> </td> </tr> <tr> <td style="text-align: center;"> <p>Photometric Range</p> </td> <td> <p>&nbsp;-0.3-3.0A, 0-200%T</p> </td> </tr> <tr> <td style="text-align: center;"> <p>Photometric Accuracy</p> </td> <td> <p>&nbsp;&plusmn;0.002A@ 0.5A, &plusmn;0.004A@ 1.0A, &plusmn;0.3%T @100%T</p> </td> </tr> <tr> <td style="text-align: center;"> <p>Photometric Repeatability</p> </td> <td> <p>&nbsp;&le;0.001A@ 0.5A, &le;0.002A@ 1.0A, 0.15%T @100%T</p> </td> </tr> <tr> <td style="text-align: center;"> <p>Stability</p> </td> <td> <p>&le;0.002A/h @ 500nm(after preheat 2 hours)</p> </td> </tr> <tr> <td style="text-align: center;"> <p>Stray Light</p> </td> <td> <p>&nbsp;&le;0.005%T@ 360nm</p> </td> </tr> <tr> <td style="text-align: center;"> <p>Sample Compartment</p> </td> <td> <p>&nbsp;4-position, 10mm&nbsp; pathlength cuvette</p> </td> </tr> <tr> <td style="text-align: center;"> <p>Display</p> </td> <td> <p>&nbsp;LCD</p> </td> </tr> <tr> <td style="text-align: center;"> <p>Output</p> </td> <td> <p>USB Port&amp; Parallel Port (Printer)</p> </td> </tr> <tr> <td style="text-align: center;"> <p>Power</p> </td> <td> <p>&nbsp;110/220VAC, 50/60Hz, 80W</p> </td> </tr> <tr> <td style="text-align: center;"> <p>Dimensions[LxWxH]</p> </td> <td> <p>&nbsp;490x360x210nm</p> </td> </tr> <tr> <td style="text-align: center;"> <p>Weight</p> </td> <td> <p>10Kg</p> </td> </tr> </tbody> </table><p>Dragon Lab is a&nbsp;professional manufacturer of high-quality laboratory instruments for research. The company is dedicated to developing and manufacturing general laboratory instruments, offering researchers unmatched performance and proven value.</p> <p><strong>product information page download</strong><strong>&nbsp;</strong>&nbsp;:</p> <p>&nbsp;</p> <p>&nbsp; &nbsp; &nbsp; &nbsp; &nbsp;&nbsp;<a href="http://www.dlabsci.com/uploads/DLAB%20Catalogue.pdf" target="_blank"><img style="height: 165px; width: 125px; -moz-box-shadow: 2px 2px 5px #333333; -webkit-box-shadow: 2px 2px 5px #333333; box-shadow: 2px 2px 5px #333333;" src="http://www.microanalytix.co.nz/content/images/thumbs/DLAB.PNG" alt="" /></a></p> <p>&nbsp;</p> <p>&nbsp;</p> </body> </html> | 0 | 1 | FALSE |  |  |  | spectrophotometers-sp-v1100 | FALSE | TRUE | SP-V1100 |  |  | FALSE | 0 | FALSE |  | FALSE | FALSE | 0 | TRUE | 10 | 1 | FALSE | 0 | FALSE |  | FALSE | 100 | 0 | 10 | TRUE | FALSE | 0 | 0 | 0 | FALSE | 6 | 0 | 10000 | FALSE | FALSE | 0 | 0 | 1 | 0 | FALSE | 1 | 10000 |  | FALSE | FALSE | FALSE | FALSE |  | FALSE | 5160 | 5160 | 0 |  |  |  | FALSE | 0 | 1000 | 0 | 0 | 0 | 0 | 43110.952 | 161; | 18; | E:\w3server\microanalytix.com.au\httpdocs\content\images\thumbs\0012012_spectrophotometers-sp-v1100.jpeg
5 | 0 | TRUE | SR20 Rotor | Standard 20 | <!DOCTYPE html> <html> <head> </head> <body> <p>Dragon Lab is a&nbsp;professional manufacturer of high-quality laboratory instruments for research. The company is dedicated to developing and manufacturing general laboratory instruments, offering researchers unmatched performance and proven value.</p> <p><strong>product information page download</strong><strong>&nbsp;</strong>&nbsp;:</p> <p>&nbsp;</p> <p>&nbsp; &nbsp; &nbsp; &nbsp; &nbsp;&nbsp;<a href="http://www.dlabsci.com/uploads/DLAB%20Catalogue.pdf" target="_blank"><img style="height: 165px; width: 125px; -moz-box-shadow: 2px 2px 5px #333333; -webkit-box-shadow: 2px 2px 5px #333333; box-shadow: 2px 2px 5px #333333;" src="http://www.microanalytix.co.nz/content/images/thumbs/DLAB.PNG" alt="" /></a></p><p><strong>DispensMate Dispenser Chemical Compatibility download</strong><strong>&nbsp;</strong>&nbsp;:</p> <p>&nbsp;</p><a href="http://www.microanalytix.co.nz/content/files/Chem Comp chart top Dispenser DLab.pdf" target="_blank"><img style="height: 165px; width: 125px; -moz-box-shadow: 2px 2px 5px #333333; -webkit-box-shadow: 2px 2px 5px #333333; box-shadow: 2px 2px 5px #333333;" src="http://www.microanalytix.co.nz/content/images/thumbs/DispensMate Dispenser Chemical Compatibility.PNG" alt="DispensMate Dispenser Chemical Compatibility" /></a></p> <p>&nbsp;</p> <p>&nbsp;</p> </body> </html> | 0 | 1 | FALSE |  |  |  | sr20-rotor | FALSE | TRUE | SR20 Rotor |  |  | FALSE | 0 | FALSE |  | FALSE | FALSE | 0 | TRUE | 10 | 1 | FALSE | 0 | FALSE |  | FALSE | 100 | 0 | 10 | TRUE | FALSE | 0 | 0 | 0 | FALSE | 6 | 0 | 10000 | FALSE | FALSE | 0 | 0 | 1 | 0 | FALSE | 1 | 10000 |  | FALSE | FALSE | FALSE | FALSE |  | FALSE | 572 | 572 | 0 |  |  |  | FALSE | 0 | 1000 | 0 | 0 | 0 | 0 | 43179.0836 | 167; | 18; | E:\w3server\microanalytix.com.au\httpdocs\content\images\thumbs\0012169_sr20-rotor.png
5 | 0 | TRUE | SR30 Rotor | Standard 30 | <!DOCTYPE html> <html> <head> </head> <body> <p>Dragon Lab is a&nbsp;professional manufacturer of high-quality laboratory instruments for research. The company is dedicated to developing and manufacturing general laboratory instruments, offering researchers unmatched performance and proven value.</p> <p><strong>product information page download</strong><strong>&nbsp;</strong>&nbsp;:</p> <p>&nbsp;</p> <p>&nbsp; &nbsp; &nbsp; &nbsp; &nbsp;&nbsp;<a href="http://www.dlabsci.com/uploads/DLAB%20Catalogue.pdf" target="_blank"><img style="height: 165px; width: 125px; -moz-box-shadow: 2px 2px 5px #333333; -webkit-box-shadow: 2px 2px 5px #333333; box-shadow: 2px 2px 5px #333333;" src="http://www.microanalytix.co.nz/content/images/thumbs/DLAB.PNG" alt="" /></a></p><p><strong>DispensMate Dispenser Chemical Compatibility download</strong><strong>&nbsp;</strong>&nbsp;:</p> <p>&nbsp;</p><a href="http://www.microanalytix.co.nz/content/files/Chem Comp chart top Dispenser DLab.pdf" target="_blank"><img style="height: 165px; width: 125px; -moz-box-shadow: 2px 2px 5px #333333; -webkit-box-shadow: 2px 2px 5px #333333; box-shadow: 2px 2px 5px #333333;" src="http://www.microanalytix.co.nz/content/images/thumbs/DispensMate Dispenser Chemical Compatibility.PNG" alt="DispensMate Dispenser Chemical Compatibility" /></a></p> <p>&nbsp;</p> <p>&nbsp;</p> </body> </html> | 0 | 1 | FALSE |  |  |  | sr30-rotor | FALSE | TRUE | SR30 |  |  | FALSE | 0 | FALSE |  | FALSE | FALSE | 0 | TRUE | 10 | 1 | FALSE | 0 | FALSE |  | FALSE | 100 | 0 | 10 | TRUE | FALSE | 0 | 0 | 0 | FALSE | 6 | 0 | 10000 | FALSE | FALSE | 0 | 0 | 1 | 0 | FALSE | 1 | 10000 |  | FALSE | FALSE | FALSE | FALSE |  | FALSE | 711 | 711 | 0 |  |  |  | FALSE | 0 | 1000 | 0 | 0 | 0 | 0 | 43179.0867 | 167; | 18; | E:\w3server\microanalytix.com.au\httpdocs\content\images\thumbs\0012171_sr30-rotor.png
5 | 0 | TRUE | Straight stirrer 18900072 | Straight stirrer, shaft length 40cm,stirrer diameter 6cm, 316L stainless steel | <!DOCTYPE html> <html> <head> </head> <body> <p>Dragon Lab is a&nbsp;professional manufacturer of high-quality laboratory instruments for research. The company is dedicated to developing and manufacturing general laboratory instruments, offering researchers unmatched performance and proven value.</p> <p><strong>product information page download</strong><strong>&nbsp;</strong>&nbsp;:</p> <p>&nbsp;</p> <p>&nbsp; &nbsp; &nbsp; &nbsp; &nbsp;&nbsp;<a href="http://www.dlabsci.com/uploads/DLAB%20Catalogue.pdf" target="_blank"><img style="height: 165px; width: 125px; -moz-box-shadow: 2px 2px 5px #333333; -webkit-box-shadow: 2px 2px 5px #333333; box-shadow: 2px 2px 5px #333333;" src="http://www.microanalytix.co.nz/content/images/thumbs/DLAB.PNG" alt="" /></a></p><p><strong>DispensMate Dispenser Chemical Compatibility download</strong><strong>&nbsp;</strong>&nbsp;:</p> <p>&nbsp;</p><a href="http://www.microanalytix.co.nz/content/files/Chem Comp chart top Dispenser DLab.pdf" target="_blank"><img style="height: 165px; width: 125px; -moz-box-shadow: 2px 2px 5px #333333; -webkit-box-shadow: 2px 2px 5px #333333; box-shadow: 2px 2px 5px #333333;" src="http://www.microanalytix.co.nz/content/images/thumbs/DispensMate Dispenser Chemical Compatibility.PNG" alt="DispensMate Dispenser Chemical Compatibility" /></a></p> <p>&nbsp;</p> <p>&nbsp;</p> </body> </html> | 0 | 1 | FALSE |  |  |  | straight-stirrer-18900072 | FALSE | TRUE | 18900072 |  |  | FALSE | 0 | FALSE |  | FALSE | FALSE | 0 | TRUE | 10 | 1 | FALSE | 0 | FALSE |  | FALSE | 100 | 0 | 10 | TRUE | FALSE | 0 | 0 | 0 | FALSE | 6 | 0 | 10000 | FALSE | FALSE | 0 | 0 | 1 | 0 | FALSE | 1 | 10000 |  | FALSE | FALSE | FALSE | FALSE |  | FALSE | 156 | 156 | 0 |  |  |  | FALSE | 0 | 1000 | 0 | 0 | 0 | 0 | 43174.0037 | 84; | 18; | E:\w3server\microanalytix.com.au\httpdocs\content\images\thumbs\0012124_straight-stirrer-18900072.png
5 | 0 | TRUE | Straight stirrer 18900076 | Straight stirrer, shaft length 35cm,stirrer diameter 7cm, PTFE coated | <!DOCTYPE html> <html> <head> </head> <body> <p>Dragon Lab is a&nbsp;professional manufacturer of high-quality laboratory instruments for research. The company is dedicated to developing and manufacturing general laboratory instruments, offering researchers unmatched performance and proven value.</p> <p><strong>product information page download</strong><strong>&nbsp;</strong>&nbsp;:</p> <p>&nbsp;</p> <p>&nbsp; &nbsp; &nbsp; &nbsp; &nbsp;&nbsp;<a href="http://www.dlabsci.com/uploads/DLAB%20Catalogue.pdf" target="_blank"><img style="height: 165px; width: 125px; -moz-box-shadow: 2px 2px 5px #333333; -webkit-box-shadow: 2px 2px 5px #333333; box-shadow: 2px 2px 5px #333333;" src="http://www.microanalytix.co.nz/content/images/thumbs/DLAB.PNG" alt="" /></a></p><p><strong>DispensMate Dispenser Chemical Compatibility download</strong><strong>&nbsp;</strong>&nbsp;:</p> <p>&nbsp;</p><a href="http://www.microanalytix.co.nz/content/files/Chem Comp chart top Dispenser DLab.pdf" target="_blank"><img style="height: 165px; width: 125px; -moz-box-shadow: 2px 2px 5px #333333; -webkit-box-shadow: 2px 2px 5px #333333; box-shadow: 2px 2px 5px #333333;" src="http://www.microanalytix.co.nz/content/images/thumbs/DispensMate Dispenser Chemical Compatibility.PNG" alt="DispensMate Dispenser Chemical Compatibility" /></a></p> <p>&nbsp;</p> <p>&nbsp;</p> </body> </html> | 0 | 1 | FALSE |  |  |  | straight-stirrer-18900076 | FALSE | TRUE | 18900076 |  |  | FALSE | 0 | FALSE |  | FALSE | FALSE | 0 | TRUE | 10 | 1 | FALSE | 0 | FALSE |  | FALSE | 100 | 0 | 10 | TRUE | FALSE | 0 | 0 | 0 | FALSE | 6 | 0 | 10000 | FALSE | FALSE | 0 | 0 | 1 | 0 | FALSE | 1 | 10000 |  | FALSE | FALSE | FALSE | FALSE |  | FALSE | 240 | 240 | 0 |  |  |  | FALSE | 0 | 1000 | 0 | 0 | 0 | 0 | 43174.0094 | 84; | 18; | E:\w3server\microanalytix.com.au\httpdocs\content\images\thumbs\0012132_straight-stirrer-18900076.png
5 | 0 | TRUE | Thermal Controls HC110-Pro | LCD digital Thermo Mix with heating, cooling,with 1pcs heating block for free (select a size in the ) | <!DOCTYPE html> <html> <head> <style> td { border:1px solid #Ccc} </style> </head> <body> <p><strong>FEATURES</strong></p> <ul> <li> <p>Precise temperature control of heating and cooling</p> </li> <li> <p>2-in-1 instrument with a combination of heating&amp; cooling&nbsp;functions</p> </li> <li> <p>8 types of blocks with different capacities ranging from 0.2mL-50mL</p> </li> <li> <p>9 programs can be stored</p> </li> <li> <p>Over heating protection and self-recognition of blocks</p> </li> </ul> <table border="1"> <tbody> <tr> <td style="text-align: center;"> <p>&nbsp;Functions</p> </td> <td> <p>&nbsp;Heating &amp; cooling</p> </td> </tr> <tr> <td style="text-align: center;"> <p>&nbsp;Temperature range</p> </td> <td> <p>Heating: Room temp.-110&deg;C</p> <p>Cooling: Room temp.~below room temp. 25℃</p> </td> </tr> <tr> <td style="text-align: center;"> <p>&nbsp;Temperature control accuracy&nbsp;[@20&ndash;45&deg;C]&nbsp;</p> </td> <td> <p>&nbsp;&plusmn;0.5&deg;C</p> </td> </tr> <tr> <td style="text-align: center;"> <p>&nbsp;Temperature uniformity[@20&ndash;45&deg;C]&nbsp;</p> </td> <td> <p>&nbsp;Max. &plusmn;0.5&deg;C</p> </td> </tr> <tr> <td style="text-align: center;"> <p>&nbsp;Max. heating rate</p> </td> <td> <p>&nbsp;5.5&deg;C/min</p> </td> </tr> <tr> <td style="text-align: center;"> <p>&nbsp;Max. cooling rate</p> </td> <td> <p>&nbsp;2.5&deg;C /min(110&deg;C-room temp.)</p> <p>&nbsp;0.5&deg;C/min(below room temp.)</p> </td> </tr> <tr> <td style="text-align: center;"> <p>&nbsp;Screen</p> </td> <td> <p>&nbsp;TFT</p> </td> </tr> <tr> <td style="text-align: center;"> <p>&nbsp;Program</p> </td> <td> <p>&nbsp;9</p> </td> </tr> <tr> <td style="text-align: center;"> <p>&nbsp;Over temperature protection&nbsp;</p> </td> <td> <p>&nbsp;150&deg;C</p> </td> </tr> <tr> <td style="text-align: center;"> <p>&nbsp;Adapter block material</p> </td> <td> <p>&nbsp;Aluminum</p> </td> </tr> <tr> <td style="text-align: center;"> <p>&nbsp;Voltage, Frequency</p> </td> <td> <p>&nbsp;100-120V/220&ndash;240V,50Hz/60Hz</p> </td> </tr> <tr> <td style="text-align: center;"> <p>&nbsp;Power</p> </td> <td> <p>&nbsp;200W</p> </td> </tr> <tr> <td style="text-align: center;"> <p>&nbsp;Dimensions[W&times;D&times;H]</p> <p>&nbsp;(without the heating block)</p> </td> <td> <p>&nbsp;200&times;235&times;120mm</p> </td> </tr> <tr> <td style="text-align: center;"> <p>&nbsp;Weight</p> </td> <td> <p>&nbsp;7.3kg</p> </td> </tr> </tbody> </table> <p>&nbsp;</p><p>Dragon Lab is a&nbsp;professional manufacturer of high-quality laboratory instruments for research. The company is dedicated to developing and manufacturing general laboratory instruments, offering researchers unmatched performance and proven value.</p> <p><strong>product information page download</strong><strong>&nbsp;</strong>&nbsp;:</p> <p>&nbsp;</p> <p>&nbsp; &nbsp; &nbsp; &nbsp; &nbsp;&nbsp;<a href="http://www.dlabsci.com/uploads/DLAB%20Catalogue.pdf" target="_blank"><img style="height: 165px; width: 125px; -moz-box-shadow: 2px 2px 5px #333333; -webkit-box-shadow: 2px 2px 5px #333333; box-shadow: 2px 2px 5px #333333;" src="http://www.microanalytix.co.nz/content/images/thumbs/DLAB.PNG" alt="" /></a></p><p><strong>DispensMate Dispenser Chemical Compatibility download</strong><strong>&nbsp;</strong>&nbsp;:</p> <p>&nbsp;</p><a href="http://www.microanalytix.co.nz/content/files/Chem Comp chart top Dispenser DLab.pdf" target="_blank"><img style="height: 165px; width: 125px; -moz-box-shadow: 2px 2px 5px #333333; -webkit-box-shadow: 2px 2px 5px #333333; box-shadow: 2px 2px 5px #333333;" src="http://www.microanalytix.co.nz/content/images/thumbs/DispensMate Dispenser Chemical Compatibility.PNG" alt="DispensMate Dispenser Chemical Compatibility" /></a></p> <p>&nbsp;</p> <p>&nbsp;</p> </body> </html> | 0 | 1 | FALSE |  |  |  | thermal-controls-hc110-pro | FALSE | TRUE | HC110-Pro |  |  | FALSE | 0 | FALSE |  | FALSE | FALSE | 0 | TRUE | 10 | 1 | FALSE | 0 | FALSE |  | FALSE | 100 | 0 | 10 | TRUE | FALSE | 0 | 0 | 0 | FALSE | 6 | 0 | 10000 | FALSE | FALSE | 0 | 0 | 1 | 0 | FALSE | 1 | 10000 |  | FALSE | FALSE | FALSE | FALSE |  | FALSE | 3600 | 3600 | 0 |  |  |  | FALSE | 0 | 1000 | 0 | 0 | 0 | 0 | 43110.9621 | 159; | 18; | E:\w3server\microanalytix.com.au\httpdocs\content\images\thumbs\0012016_thermal-controls-hc110-pro.jpeg
5 | 0 | TRUE | Thermal Controls HCM100-Pro | LCD digital Thermo Mix with heating, cooling,mixing,with 1pcs heating block for free (select a size) | <!DOCTYPE html> <html> <head> <style> td { border:1px solid #Ccc} </style> </head> <body> <p><strong>FEATURES</strong></p> <ul> <li> <p>Precise temperature control and excellent mixing results</p> </li> <li> <p>3-in-1 instrument with heating, cooling and mixing</p> </li> <li> <p>8 types of blocks with different capacities ranging from 0.2mL-50mL</p> </li> <li> <p>Timer function support is available</p> </li> <li> <p>9 programs can be stored</p> </li> <li> <p>Overheating protection and auto-recognition of blocks</p> </li> </ul> <p>&nbsp;</p> <p><iframe src="http://www.youtube.com/embed/r49-vLyl55M" width="425" height="350"></iframe></p> <table border="1"> <tbody> <tr> <td style="text-align: center;"> <p>&nbsp;Functions</p> </td> <td> <p>&nbsp;Heating, cooling &amp;mixing</p> </td> </tr> <tr> <td style="text-align: center;"> <p>&nbsp;Temperature range</p> </td> <td> <p>Heating: Room temp.-100&deg;C;</p> <p>Cooling: Room temp. -below room temp.15℃</p> </td> </tr> <tr> <td style="text-align: center;"> <p>&nbsp;Temperature control accuracy[@20&ndash;45&deg;C]</p> </td> <td> <p>&nbsp;&plusmn;0.5&deg;C</p> </td> </tr> <tr> <td style="text-align: center;"> <p>&nbsp;Temperature uniformity[@20&ndash;45&deg;C]&nbsp;</p> </td> <td> <p>&nbsp;Max. &plusmn;0.5&deg;C</p> </td> </tr> <tr> <td style="text-align: center;"> <p>&nbsp;Max. heating rate</p> </td> <td> <p>&nbsp;5.5&deg;C/min</p> </td> </tr> <tr> <td style="text-align: center;"> <p>&nbsp;Max. cooling rate</p> </td> <td> <p>5&deg;C/min(110&deg;C-room temp.)</p> <p>0.5 &deg;C/min(below room temp.)</p> </td> </tr> <tr> <td style="text-align: center;"> <p>&nbsp;speed range&nbsp;</p> </td> <td> <p>&nbsp;300-1500rpm</p> </td> </tr> <tr> <td style="text-align: center;"> <p>&nbsp;Mixing diameter&nbsp;</p> </td> <td> <p>&nbsp;3mm</p> </td> </tr> <tr> <td style="text-align: center;"> <p>&nbsp;Screen</p> </td> <td> <p>&nbsp;TFT</p> </td> </tr> <tr> <td style="text-align: center;"> <p>&nbsp;Program</p> </td> <td> <p>&nbsp;9</p> </td> </tr> <tr> <td style="text-align: center;"> <p>&nbsp;Over temperature protection&nbsp;</p> </td> <td> <p>&nbsp;150&deg;C</p> </td> </tr> <tr> <td style="text-align: center;"> <p>&nbsp;Adapter block material</p> </td> <td> <p>&nbsp;Aluminum</p> </td> </tr> <tr> <td style="text-align: center;"> <p>&nbsp;Voltage, Frequency</p> </td> <td> <p>&nbsp;100-120V/220&ndash;240V,50Hz/60Hz</p> </td> </tr> <tr> <td style="text-align: center;"> <p>&nbsp;Power</p> </td> <td> <p>&nbsp;200W</p> </td> </tr> <tr> <td style="text-align: center;"> <p>&nbsp;Dimensions[W&times;D&times;H] (without the heating block )</p> </td> <td> <p>&nbsp;200&times;235&times;120mm</p> </td> </tr> <tr> <td style="text-align: center;"> <p>&nbsp;Weight</p> </td> <td> <p>&nbsp;7.3kg</p> </td> </tr> </tbody> </table><p>Dragon Lab is a&nbsp;professional manufacturer of high-quality laboratory instruments for research. The company is dedicated to developing and manufacturing general laboratory instruments, offering researchers unmatched performance and proven value.</p> <p><strong>product information page download</strong><strong>&nbsp;</strong>&nbsp;:</p> <p>&nbsp;</p> <p>&nbsp; &nbsp; &nbsp; &nbsp; &nbsp;&nbsp;<a href="http://www.dlabsci.com/uploads/DLAB%20Catalogue.pdf" target="_blank"><img style="height: 165px; width: 125px; -moz-box-shadow: 2px 2px 5px #333333; -webkit-box-shadow: 2px 2px 5px #333333; box-shadow: 2px 2px 5px #333333;" src="http://www.microanalytix.co.nz/content/images/thumbs/DLAB.PNG" alt="" /></a></p><p><strong>DispensMate Dispenser Chemical Compatibility download</strong><strong>&nbsp;</strong>&nbsp;:</p> <p>&nbsp;</p><a href="http://www.microanalytix.co.nz/content/files/Chem Comp chart top Dispenser DLab.pdf" target="_blank"><img style="height: 165px; width: 125px; -moz-box-shadow: 2px 2px 5px #333333; -webkit-box-shadow: 2px 2px 5px #333333; box-shadow: 2px 2px 5px #333333;" src="http://www.microanalytix.co.nz/content/images/thumbs/DispensMate Dispenser Chemical Compatibility.PNG" alt="DispensMate Dispenser Chemical Compatibility" /></a></p> <p>&nbsp;</p> <p>&nbsp;</p> </body> </html> | 0 | 1 | FALSE |  |  |  | thermal-controls-hcm100-pro | FALSE | TRUE | HCM100-Pro |  |  | FALSE | 0 | FALSE |  | FALSE | FALSE | 0 | TRUE | 10 | 1 | FALSE | 0 | FALSE |  | FALSE | 100 | 0 | 10 | TRUE | FALSE | 0 | 0 | 0 | FALSE | 6 | 0 | 10000 | FALSE | FALSE | 0 | 0 | 1 | 0 | FALSE | 1 | 10000 |  | FALSE | FALSE | FALSE | FALSE |  | FALSE | 5520 | 5520 | 0 |  |  |  | FALSE | 0 | 1000 | 0 | 0 | 0 | 0 | 43110.9611 | 159; | 18; | E:\w3server\microanalytix.com.au\httpdocs\content\images\thumbs\0012014_thermal-controls-hcm100-pro.jpeg
5 | 0 | TRUE | Thermal Controls HM100-Pro | LCD digital Thermo Mix with heating, mixing,with 1pcs heating block for free (select a size) | <!DOCTYPE html> <html> <head> <style> td { border:1px solid #Ccc} </style> </head> <body> <p><strong>EATURES</strong></p> <ul> <li> <p>Excellent mixing result</p> </li> <li> <p>Maximum heating temperature range is 100&ordm;C</p> </li> <li> <p>Stable and wide range of speed adjustment from 300-1500rpm</p> </li> <li> <p>A combination of heating &amp; mixing in one instrument</p> </li> <li> <p>Flexible adapter selection</p> </li> <li> <p>8 types of blocks, compatible with most universally used tubes within 0.2mL-50mL volume range</p> </li> <li> <p>Timing from 1min-99h59min</p> </li> <li> <p>9 programs can be stored</p> </li> </ul> <p>&nbsp;</p> <table> <tbody> <tr> <td style="text-align: center;"> <p>&nbsp;Functions</p> </td> <td> <p>&nbsp;Heating &amp; mixing</p> </td> </tr> <tr> <td style="text-align: center;"> <p>&nbsp;Temperature range</p> </td> <td> <p>&nbsp;Heating: Room temp.-100&deg;C</p> </td> </tr> <tr> <td style="text-align: center;"> <p>&nbsp;Temperature control accuracy[@20&ndash;45&deg;C]</p> </td> <td> <p>&nbsp;&plusmn;0.5&deg;C</p> </td> </tr> <tr> <td style="text-align: center;"> <p>&nbsp;Temperature uniformity[@20&ndash;45&deg;C]&nbsp;</p> </td> <td> <p>&nbsp;Max. &plusmn;0.5&deg;C</p> </td> </tr> <tr> <td style="text-align: center;"> <p>&nbsp;Max. heating rate</p> </td> <td> <p>&nbsp;5.5&deg;C/min</p> </td> </tr> <tr> <td style="text-align: center;"> <p>&nbsp;speed range&nbsp;</p> </td> <td> <p>&nbsp;300-1500rpm</p> </td> </tr> <tr> <td style="text-align: center;"> <p>&nbsp;Mixing diameter&nbsp;</p> </td> <td> <p>&nbsp;3mm</p> </td> </tr> <tr> <td style="text-align: center;"> <p>&nbsp;Screen</p> </td> <td> <p>&nbsp;TFT</p> </td> </tr> <tr> <td style="text-align: center;"> <p>&nbsp;Program</p> </td> <td> <p>&nbsp;9</p> </td> </tr> <tr> <td style="text-align: center;"> <p>&nbsp;Over temperature protection&nbsp;</p> </td> <td> <p>&nbsp;150&deg;C</p> </td> </tr> <tr> <td style="text-align: center;"> <p>&nbsp;Adapter block material</p> </td> <td> <p>&nbsp;Aluminum</p> </td> </tr> <tr> <td style="text-align: center;"> <p>&nbsp;Voltage, Frequency</p> </td> <td> <p>&nbsp;100-120V/220&ndash;240V,50Hz/60Hz</p> </td> </tr> <tr> <td style="text-align: center;"> <p>Power</p> </td> <td> <p>&nbsp;200W</p> </td> </tr> <tr> <td style="text-align: center;"> <p>Dimensions[WxDxH]</p> <p>Without the heating block</p> </td> <td> <p>200x235x120mm</p> </td> </tr> <tr> <td style="text-align: center;"> <p>Weight</p> </td> <td> <p>&nbsp;7.3Kg</p> </td> </tr> </tbody> </table> <p>&nbsp;</p><p>Dragon Lab is a&nbsp;professional manufacturer of high-quality laboratory instruments for research. The company is dedicated to developing and manufacturing general laboratory instruments, offering researchers unmatched performance and proven value.</p> <p><strong>product information page download</strong><strong>&nbsp;</strong>&nbsp;:</p> <p>&nbsp;</p> <p>&nbsp; &nbsp; &nbsp; &nbsp; &nbsp;&nbsp;<a href="http://www.dlabsci.com/uploads/DLAB%20Catalogue.pdf" target="_blank"><img style="height: 165px; width: 125px; -moz-box-shadow: 2px 2px 5px #333333; -webkit-box-shadow: 2px 2px 5px #333333; box-shadow: 2px 2px 5px #333333;" src="http://www.microanalytix.co.nz/content/images/thumbs/DLAB.PNG" alt="" /></a></p><p><strong>DispensMate Dispenser Chemical Compatibility download</strong><strong>&nbsp;</strong>&nbsp;:</p> <p>&nbsp;</p><a href="http://www.microanalytix.co.nz/content/files/Chem Comp chart top Dispenser DLab.pdf" target="_blank"><img style="height: 165px; width: 125px; -moz-box-shadow: 2px 2px 5px #333333; -webkit-box-shadow: 2px 2px 5px #333333; box-shadow: 2px 2px 5px #333333;" src="http://www.microanalytix.co.nz/content/images/thumbs/DispensMate Dispenser Chemical Compatibility.PNG" alt="DispensMate Dispenser Chemical Compatibility" /></a></p> <p>&nbsp;</p> <p>&nbsp;</p> </body> </html> | 0 | 1 | FALSE |  |  |  | thermal-controls-hm100-pro | FALSE | TRUE | HM100-Pro |  |  | FALSE | 0 | FALSE |  | FALSE | FALSE | 0 | TRUE | 10 | 1 | FALSE | 0 | FALSE |  | FALSE | 100 | 0 | 10 | TRUE | FALSE | 0 | 0 | 0 | FALSE | 6 | 0 | 10000 | FALSE | FALSE | 0 | 0 | 1 | 0 | FALSE | 1 | 10000 |  | FALSE | FALSE | FALSE | FALSE |  | FALSE | 3600 | 3600 | 0 |  |  |  | FALSE | 0 | 1000 | 0 | 0 | 0 | 0 | 43110.9632 | 159; | 18; | E:\w3server\microanalytix.com.au\httpdocs\content\images\thumbs\0012017_thermal-controls-hm100-pro.jpeg
5 | 0 | TRUE | Thermal Cyclers TC1000-G | Gradient Thermocycler | <!DOCTYPE html> <html> <head> <style> td {border:1px solid #ccc} </style> </head> <body> <p><strong>FEATURES</strong></p> <ul> <li> <p>Unique design of block and multiple Peltier modules ensure temperature uniformity and repeatable results</p> </li> <li> <p>Gradient function of TC1000-G helps users to optimize the experiment condition</p> </li> <li> <p>256 programs can be stored</p> </li> <li> <p>7&rdquo; Large color touch screen, excellent graphical interface, easy programming with&nbsp; user friendly software</p> </li> <li> <p>Large program storage memory</p> </li> <li> <p>Innovative heating/cooling elements and drive circle design</p> </li> <li> <p>High performance DSP and temperature control algorithm</p> </li> <li> <p>Fast heating and cooling rates</p> </li> </ul> <p>&nbsp;</p> <p><iframe src="http://www.youtube.com/embed/SHArJnWQUKc" width="425" height="350"></iframe></p> <p>&nbsp;</p> <table border="1"> <tbody> <tr> <td style="text-align: center;"> <p>&nbsp;Sample Capacity</p> </td> <td> <p>&nbsp;96X0.2mL PCR tube; 8X12 PCR plate or 96 well plate</p> </td> </tr> <tr> <td style="text-align: center;"> <p>&nbsp;Heating Temperature Range</p> </td> <td> <p>&nbsp;4-105℃</p> </td> </tr> <tr> <td style="text-align: center;"> <p>&nbsp;Lid Temperature Range</p> </td> <td> <p>&nbsp;30-110℃</p> </td> </tr> <tr> <td style="text-align: center;"> <p>&nbsp;Temperature Display Accuracy</p> </td> <td> <p>&nbsp;&nbsp;&plusmn;0.1℃</p> </td> </tr> <tr> <td style="text-align: center;"> <p>&nbsp;Temperature Control Accuracy[@55℃]</p> </td> <td> <p>&nbsp;&plusmn;0.3℃</p> </td> </tr> <tr> <td style="text-align: center;"> <p>&nbsp;Temperature uniformity[@55℃]</p> </td> <td> <p>&nbsp;&lt;0.3℃</p> </td> </tr> <tr> <td style="text-align: center;"> <p>&nbsp;Max. Heating/Cooling Rate</p> </td> <td> <p>&nbsp;3℃/Sec</p> </td> </tr> <tr> <td style="text-align: center;"> <p>&nbsp;Gradient Temperature Setting Range</p> </td> <td> <p>&nbsp;30-99℃</p> </td> </tr> <tr> <td style="text-align: center;"> <p>&nbsp;Gradient Range</p> </td> <td> <p>&nbsp;1-42℃</p> </td> </tr> <tr> <td style="text-align: center;"> <p>&nbsp;Adapter block material</p> </td> <td> <p>&nbsp;Aluminum</p> </td> </tr> <tr> <td style="text-align: center;"> <p>&nbsp;Display</p> </td> <td> <p>&nbsp;7&rdquo; LCD 800x480mm</p> </td> </tr> <tr> <td style="text-align: center;"> <p>&nbsp;Input</p> </td> <td> <p>&nbsp;Touch panel</p> </td> </tr> <tr> <td style="text-align: center;"> <p>&nbsp;User defined file system</p> </td> <td> <p>Max.30 segments 99 cycle</p> <p>Max.16 folders with a max. of 16 files in each folder</p> </td> </tr> <tr> <td style="text-align: center;"> <p>&nbsp;Power off protection&nbsp;</p> </td> <td> <p>&nbsp;yes</p> </td> </tr> <tr> <td style="text-align: center;"> <p>&nbsp;Power Supply</p> </td> <td> <p>&nbsp;100-120V/200-240V,50/60Hz</p> </td> </tr> <tr> <td style="text-align: center;"> <p>&nbsp;Dimensions[W&times;D&times;H]</p> </td> <td> <p>&nbsp;280&times;370&times;250mm</p> </td> </tr> <tr> <td style="text-align: center;"> <p>&nbsp;Weight</p> </td> <td> <p>&nbsp;11kg</p> </td> </tr> </tbody> </table><p>Dragon Lab is a&nbsp;professional manufacturer of high-quality laboratory instruments for research. The company is dedicated to developing and manufacturing general laboratory instruments, offering researchers unmatched performance and proven value.</p> <p><strong>product information page download</strong><strong>&nbsp;</strong>&nbsp;:</p> <p>&nbsp;</p> <p>&nbsp; &nbsp; &nbsp; &nbsp; &nbsp;&nbsp;<a href="http://www.dlabsci.com/uploads/DLAB%20Catalogue.pdf" target="_blank"><img style="height: 165px; width: 125px; -moz-box-shadow: 2px 2px 5px #333333; -webkit-box-shadow: 2px 2px 5px #333333; box-shadow: 2px 2px 5px #333333;" src="http://www.microanalytix.co.nz/content/images/thumbs/DLAB.PNG" alt="" /></a></p><p><strong>DispensMate Dispenser Chemical Compatibility download</strong><strong>&nbsp;</strong>&nbsp;:</p> <p>&nbsp;</p><a href="http://www.microanalytix.co.nz/content/files/Chem Comp chart top Dispenser DLab.pdf" target="_blank"><img style="height: 165px; width: 125px; -moz-box-shadow: 2px 2px 5px #333333; -webkit-box-shadow: 2px 2px 5px #333333; box-shadow: 2px 2px 5px #333333;" src="http://www.microanalytix.co.nz/content/images/thumbs/DispensMate Dispenser Chemical Compatibility.PNG" alt="DispensMate Dispenser Chemical Compatibility" /></a></p> <p>&nbsp;</p> <p>&nbsp;</p> </body> </html> | 0 | 1 | FALSE |  |  |  | thermal-cyclers-tc1000-g | FALSE | TRUE | TC1000-G |  |  | FALSE | 0 | FALSE |  | FALSE | FALSE | 0 | TRUE | 10 | 1 | FALSE | 0 | FALSE |  | FALSE | 100 | 0 | 10 | TRUE | FALSE | 0 | 0 | 0 | FALSE | 6 | 0 | 10000 | FALSE | FALSE | 0 | 0 | 1 | 0 | FALSE | 1 | 10000 |  | FALSE | FALSE | FALSE | FALSE |  | FALSE | 10392 | 10392 | 0 |  |  |  | FALSE | 0 | 1000 | 0 | 0 | 0 | 0 | 43110.9651 | 160; | 18; | E:\w3server\microanalytix.com.au\httpdocs\content\images\thumbs\0012018_thermal-cyclers-tc1000-g.jpeg
5 | 0 | TRUE | Thermal Cyclers TC1000-S | Thermocycler | <!DOCTYPE html> <html> <head> <style> td {border:1px solid #ccc} </style> </head> <body> <p><strong>FEATURES</strong></p> <ul> <li> <p>Unique design of block and multiple Peltier modules ensure temperature uniformity and repeatable results</p> </li> <li> <p>256 programs can be stored</p> </li> <li> <p>7&rdquo; Large color touch screen, excellent graphical interface, easy programming with user friendly software</p> </li> <li> <p>Large program storage memory</p> </li> <li> <p>Innovative heating/cooling elements and drive circle design</p> </li> <li> <p>High performance DSP and temperature control algorithm</p> </li> <li> <p>Fast heating and cooling rates</p> </li> </ul> <p><iframe src="http://www.youtube.com/embed/SHArJnWQUKc" width="425" height="350"></iframe></p> <p>&nbsp;</p> <table border="1"> <tbody> <tr> <td style="text-align: center;"> <p>&nbsp;Sample Capacity</p> </td> <td> <p>&nbsp;96X0.2mL PCR tube; 8X12 PCR plate or 96 well plate</p> </td> </tr> <tr> <td style="text-align: center;"> <p>&nbsp;Heating Temperature Range</p> </td> <td> <p>&nbsp;4-105℃</p> </td> </tr> <tr> <td style="text-align: center;"> <p>&nbsp;Lid Temperature Range</p> </td> <td> <p>&nbsp;30-110℃</p> </td> </tr> <tr> <td style="text-align: center;"> <p>&nbsp;Temperature Display Accuracy</p> </td> <td> <p>&nbsp;&nbsp;&plusmn;0.1℃</p> </td> </tr> <tr> <td style="text-align: center;"> <p>&nbsp;Temperature Control Accuracy[@55℃]</p> </td> <td> <p>&nbsp;&plusmn;0.3℃</p> </td> </tr> <tr> <td style="text-align: center;"> <p>&nbsp;Temperature uniformity[@55℃]</p> </td> <td> <p>&nbsp;&lt;0.3℃</p> </td> </tr> <tr> <td style="text-align: center;"> <p>&nbsp;Max. Heating/Cooling Rate</p> </td> <td> <p>&nbsp;3℃/Sec</p> </td> </tr> <tr> <td style="text-align: center;"> <p>&nbsp;Gradient Temperature Setting Range</p> </td> <td> <p>&nbsp;30-99℃</p> </td> </tr> <tr> <td style="text-align: center;"> <p>&nbsp;Gradient Range</p> </td> <td> <p>&nbsp;1-42℃</p> </td> </tr> <tr> <td style="text-align: center;"> <p>&nbsp;Adapter block material</p> </td> <td> <p>&nbsp;Aluminum</p> </td> </tr> <tr> <td style="text-align: center;"> <p>&nbsp;Display</p> </td> <td> <p>&nbsp;7&rdquo; LCD 800x480mm</p> </td> </tr> <tr> <td style="text-align: center;"> <p>&nbsp;Input</p> </td> <td> <p>&nbsp;Touch panel</p> </td> </tr> <tr> <td style="text-align: center;"> <p>&nbsp;User defined file system</p> </td> <td> <p>Max.30 segments 99 cycle</p> <p>Max.16 folders with a max. of 16 files in each folder</p> </td> </tr> <tr> <td style="text-align: center;"> <p>&nbsp;Power off protection&nbsp;</p> </td> <td> <p>&nbsp;yes</p> </td> </tr> <tr> <td style="text-align: center;"> <p>&nbsp;Power Supply</p> </td> <td> <p>&nbsp;100-120V/200-240V,50/60Hz</p> </td> </tr> <tr> <td style="text-align: center;"> <p>&nbsp;Dimensions[W&times;D&times;H]</p> </td> <td> <p>&nbsp;280&times;370&times;250mm</p> </td> </tr> <tr> <td style="text-align: center;"> <p>&nbsp;Weight</p> </td> <td> <p>&nbsp;11kg</p> </td> </tr> </tbody> </table><p>Dragon Lab is a&nbsp;professional manufacturer of high-quality laboratory instruments for research. The company is dedicated to developing and manufacturing general laboratory instruments, offering researchers unmatched performance and proven value.</p> <p><strong>product information page download</strong><strong>&nbsp;</strong>&nbsp;:</p> <p>&nbsp;</p> <p>&nbsp; &nbsp; &nbsp; &nbsp; &nbsp;&nbsp;<a href="http://www.dlabsci.com/uploads/DLAB%20Catalogue.pdf" target="_blank"><img style="height: 165px; width: 125px; -moz-box-shadow: 2px 2px 5px #333333; -webkit-box-shadow: 2px 2px 5px #333333; box-shadow: 2px 2px 5px #333333;" src="http://www.microanalytix.co.nz/content/images/thumbs/DLAB.PNG" alt="" /></a></p><p><strong>DispensMate Dispenser Chemical Compatibility download</strong><strong>&nbsp;</strong>&nbsp;:</p> <p>&nbsp;</p><a href="http://www.microanalytix.co.nz/content/files/Chem Comp chart top Dispenser DLab.pdf" target="_blank"><img style="height: 165px; width: 125px; -moz-box-shadow: 2px 2px 5px #333333; -webkit-box-shadow: 2px 2px 5px #333333; box-shadow: 2px 2px 5px #333333;" src="http://www.microanalytix.co.nz/content/images/thumbs/DispensMate Dispenser Chemical Compatibility.PNG" alt="DispensMate Dispenser Chemical Compatibility" /></a></p> <p>&nbsp;</p> <p>&nbsp;</p> </body> </html> | 0 | 1 | FALSE |  |  |  | thermal-cyclers-tc1000-s | FALSE | TRUE | TC1000-S |  |  | FALSE | 0 | FALSE |  | FALSE | FALSE | 0 | TRUE | 10 | 1 | FALSE | 0 | FALSE |  | FALSE | 100 | 0 | 10 | TRUE | FALSE | 0 | 0 | 0 | FALSE | 6 | 0 | 10000 | FALSE | FALSE | 0 | 0 | 1 | 0 | FALSE | 1 | 10000 |  | FALSE | FALSE | FALSE | FALSE |  | FALSE | 9592 | 9592 | 0 |  |  |  | FALSE | 0 | 1000 | 0 | 0 | 0 | 0 | 43110.9664 | 160; | 18; | E:\w3server\microanalytix.com.au\httpdocs\content\images\thumbs\0012020_thermal-cyclers-tc1000-s.jpeg
5 | 0 | TRUE | Ultra-flat Compact Magnetic Stirrer FS-86532 | Ultra-flat compact magnetic stirrer, provides better mixing and is ideal for the application of physical- chemical, analysis and biotech labs. | <!DOCTYPE html> <html> <head> </head> <body> <ul> <li>&bull; A wide range of speed from 15 to 1500rpm</li> <li>&bull; Automatic reverse rotation for excellent mixing</li> <li>&bull; Protection class (IP 65)</li> <li>&bull; PET top provides excellent chemical resistance</li> <li>&bull; Ultra silence and vibration-free</li> </ul> <table width="100%"> <tbody> <tr> <td width="40%"> <p>&nbsp;Dimension of work plate</p> </td> <td width="59%"> <p>&nbsp;&phi;90mm</p> </td> </tr> <tr> <td width="40%"> <p>&nbsp;Work plate material</p> </td> <td width="59%"> <p>&nbsp;PET</p> </td> </tr> <tr> <td width="40%"> <p>&nbsp;Motor output power</p> </td> <td width="59%"> <p>&nbsp;3W</p> </td> </tr> <tr> <td width="40%"> <p>&nbsp;Power</p> </td> <td width="59%"> <p>&nbsp;5W</p> </td> </tr> <tr> <td width="40%"> <p>&nbsp;Voltage</p> </td> <td width="59%"> <p>&nbsp;100-120/200-240,V50/60Hz</p> </td> </tr> <tr> <td width="40%"> <p>&nbsp;Stirring positions</p> </td> <td width="59%"> <p>&nbsp;1</p> </td> </tr> <tr> <td width="40%"> <p>&nbsp;Max. stirring quantity [H2O]</p> </td> <td width="59%"> <p>&nbsp;0.8L</p> </td> </tr> <tr> <td width="40%"> <p>&nbsp;Max. magnetic bar [length]</p> </td> <td width="59%"> <p>&nbsp;40mm</p> </td> </tr> <tr> <td width="40%"> <p>&nbsp;Speed range</p> </td> <td width="59%"> <p>&nbsp;15-1500rpm</p> </td> </tr> <tr> <td width="40%"> <p>&nbsp;Speed setting</p> </td> <td width="59%"> <p>&nbsp;button</p> </td> </tr> <tr> <td width="40%"> <p>&nbsp;Protection class</p> </td> <td width="59%"> <p>&nbsp;IP65</p> </td> </tr> <tr> <td width="40%"> <p>&nbsp;Dimension [W x D x H]</p> </td> <td width="59%"> <p>&nbsp;175&times;120&times;15mm</p> </td> </tr> <tr> <td width="40%"> <p>&nbsp;Weight</p> </td> <td width="59%"> <p>&nbsp;0.3kg</p> </td> </tr> <tr> <td width="40%"> <p>&nbsp;Permissible ambient temperature&nbsp;and humidity</p> </td> <td width="59%"> <p>&nbsp;5-40&deg;C, 80%</p> </td> </tr> </tbody> </table> <p>&nbsp;</p><p><strong>product information page download</strong><strong>&nbsp;</strong>&nbsp;:</p> <p>&nbsp;</p> <p>&nbsp; &nbsp; &nbsp; &nbsp; &nbsp;&nbsp;<a href="http://www.dlabsci.com/uploads/DLAB%20Catalogue.pdf" target="_blank"><img style="height: 165px; width: 125px; -moz-box-shadow: 2px 2px 5px #333333; -webkit-box-shadow: 2px 2px 5px #333333; box-shadow: 2px 2px 5px #333333;" src="http://www.microanalytix.co.nz/content/images/thumbs/DLAB.PNG" alt="" /></a></p> <p>&nbsp;</p> <p>&nbsp;</p> </body> </html> | 0 | 1 | FALSE | Microanalytix,Filter paper,Membrane,Syringe,ChromatographyUltra-flat Compact Magnetic Stirrer FS-86532 | Ultra-flat compact magnetic stirrer, provides better mixing and is ideal for the application of physical- chemical, analysis and biotech labs. | microanalytix | ultra-flat-compact-magnetic-stirrer | FALSE | TRUE | FS-86352 |  |  | FALSE | 0 | FALSE |  | FALSE | FALSE | 0 | TRUE | 10 | 1 | FALSE | 0 | FALSE |  | FALSE | 100 | 0 | 10 | TRUE | FALSE | 0 | 0 | 0 | FALSE | 6 | 0 | 10000 | FALSE | FALSE | 0 | 0 | 1 | 0 | FALSE | 1 | 10000 |  | FALSE | FALSE | FALSE | FALSE |  | FALSE | 165 | 165 | 0 | 115 | 42807 | 42846 | FALSE | 0 | 1000 | 0 | 0 | 0 | 0 | 42409.0767 | 155; | 18; | E:\w3server\microanalytix.com.au\httpdocs\content\images\thumbs\0012186_ultra-flat-compact-magnetic-stirrer-fs-86532.jpeg | E:\w3server\microanalytix.com.au\httpdocs\content\images\thumbs\0003292_ultra-flat-compact-magnetic-stirrer-fs-86532.jpeg
5 | 0 | TRUE | Universal plate stand 18900131 | Universal plate stand( WxD: 20x31cm), including support holder( H: 78cm) and fixing device | <!DOCTYPE html> <html> <head> </head> <body> <p>Dragon Lab is a&nbsp;professional manufacturer of high-quality laboratory instruments for research. The company is dedicated to developing and manufacturing general laboratory instruments, offering researchers unmatched performance and proven value.</p> <p><strong>product information page download</strong><strong>&nbsp;</strong>&nbsp;:</p> <p>&nbsp;</p> <p>&nbsp; &nbsp; &nbsp; &nbsp; &nbsp;&nbsp;<a href="http://www.dlabsci.com/uploads/DLAB%20Catalogue.pdf" target="_blank"><img style="height: 165px; width: 125px; -moz-box-shadow: 2px 2px 5px #333333; -webkit-box-shadow: 2px 2px 5px #333333; box-shadow: 2px 2px 5px #333333;" src="http://www.microanalytix.co.nz/content/images/thumbs/DLAB.PNG" alt="" /></a></p><p><strong>DispensMate Dispenser Chemical Compatibility download</strong><strong>&nbsp;</strong>&nbsp;:</p> <p>&nbsp;</p><a href="http://www.microanalytix.co.nz/content/files/Chem Comp chart top Dispenser DLab.pdf" target="_blank"><img style="height: 165px; width: 125px; -moz-box-shadow: 2px 2px 5px #333333; -webkit-box-shadow: 2px 2px 5px #333333; box-shadow: 2px 2px 5px #333333;" src="http://www.microanalytix.co.nz/content/images/thumbs/DispensMate Dispenser Chemical Compatibility.PNG" alt="DispensMate Dispenser Chemical Compatibility" /></a></p> <p>&nbsp;</p> <p>&nbsp;</p> </body> </html> | 0 | 1 | FALSE |  |  |  | universal-plate-stand-18900131-2 | FALSE | TRUE | 18900131 |  |  | FALSE | 0 | FALSE |  | FALSE | FALSE | 0 | TRUE | 10 | 1 | FALSE | 0 | FALSE |  | FALSE | 100 | 0 | 10 | TRUE | FALSE | 0 | 0 | 0 | FALSE | 6 | 0 | 10000 | FALSE | FALSE | 0 | 0 | 1 | 0 | FALSE | 1 | 10000 |  | FALSE | FALSE | FALSE | FALSE |  | FALSE | 495 | 495 | 0 |  |  |  | FALSE | 0 | 1000 | 0 | 0 | 0 | 0 | 43174.0021 | 84; | 18; | E:\w3server\microanalytix.com.au\httpdocs\content\images\thumbs\0012120_universal-plate-stand-18900131.jpeg
5 | 0 | TRUE | Universal plate stand 18900258 | Universal plate stand (WxD: 20x31cm), including support holder( H: 78cm) and fixing device Grey | <!DOCTYPE html> <html> <head> </head> <body> <p>Dragon Lab is a&nbsp;professional manufacturer of high-quality laboratory instruments for research. The company is dedicated to developing and manufacturing general laboratory instruments, offering researchers unmatched performance and proven value.</p> <p><strong>product information page download</strong><strong>&nbsp;</strong>&nbsp;:</p> <p>&nbsp;</p> <p>&nbsp; &nbsp; &nbsp; &nbsp; &nbsp;&nbsp;<a href="http://www.dlabsci.com/uploads/DLAB%20Catalogue.pdf" target="_blank"><img style="height: 165px; width: 125px; -moz-box-shadow: 2px 2px 5px #333333; -webkit-box-shadow: 2px 2px 5px #333333; box-shadow: 2px 2px 5px #333333;" src="http://www.microanalytix.co.nz/content/images/thumbs/DLAB.PNG" alt="" /></a></p><p><strong>DispensMate Dispenser Chemical Compatibility download</strong><strong>&nbsp;</strong>&nbsp;:</p> <p>&nbsp;</p><a href="http://www.microanalytix.co.nz/content/files/Chem Comp chart top Dispenser DLab.pdf" target="_blank"><img style="height: 165px; width: 125px; -moz-box-shadow: 2px 2px 5px #333333; -webkit-box-shadow: 2px 2px 5px #333333; box-shadow: 2px 2px 5px #333333;" src="http://www.microanalytix.co.nz/content/images/thumbs/DispensMate Dispenser Chemical Compatibility.PNG" alt="DispensMate Dispenser Chemical Compatibility" /></a></p> <p>&nbsp;</p> <p>&nbsp;</p> </body> </html> | 0 | 1 | FALSE |  |  |  | universal-plate-stand-18900258 | FALSE | TRUE | 18900258 |  |  | FALSE | 0 | FALSE |  | FALSE | FALSE | 0 | TRUE | 10 | 1 | FALSE | 0 | FALSE |  | FALSE | 100 | 0 | 10 | TRUE | FALSE | 0 | 0 | 0 | FALSE | 6 | 0 | 10000 | FALSE | FALSE | 0 | 0 | 1 | 0 | FALSE | 1 | 10000 |  | FALSE | FALSE | FALSE | FALSE |  | FALSE | 495 | 495 | 0 |  |  |  | FALSE | 0 | 1000 | 0 | 0 | 0 | 0 | 43173.9975 | 84; | 18; | E:\w3server\microanalytix.com.au\httpdocs\content\images\thumbs\0012118_universal-plate-stand-18900258.jpeg
5 | 0 | TRUE | Vortex Mixer MX-F | Vortex Mixer (Fixed speed) | <!DOCTYPE html> <html> <head> <style> td { border:1px solid #ccc } </style> </head> <body> <p><strong>FEATURES</strong></p> <ul> <li>Touch operation or continuous mode</li> <li>Fixed Speed 2500rpm</li> <li>Used for various mixing applications with optional adapters</li> <li>Various adapters fit for different tubes</li> <li>Specially designed vacuum suction foot for body stability</li> <li>Robust aluminum-cast construction</li> </ul> <p>&nbsp;</p> <table style="height: 576px;" border="1" width="485"> <tbody> <tr> <td> <p>&nbsp;Voltage</p> </td> <td> <p>&nbsp;110-120V/220-230V, 50/60Hz</p> </td> </tr> <tr> <td> <p>Power</p> </td> <td> <p>&nbsp;60W</p> </td> </tr> <tr> <td> <p>&nbsp;Mixing motion</p> </td> <td> <p>&nbsp;Orbital</p> </td> </tr> <tr> <td> <p>&nbsp;Orbital diameter</p> </td> <td> <p>&nbsp;4mm</p> </td> </tr> <tr> <td> <p>&nbsp;Motor type</p> </td> <td> <p>&nbsp;Shaded pole motor</p> </td> </tr> <tr> <td> <p>&nbsp;Motor rating input</p> </td> <td> <p>&nbsp;58W</p> </td> </tr> <tr> <td> <p>&nbsp;Motor rating output</p> </td> <td> <p>&nbsp;10W</p> </td> </tr> <tr> <td> <p>&nbsp;Speed range</p> </td> <td> <p>&nbsp;2500rpm</p> </td> </tr> <tr> <td> <p>&nbsp;Run type</p> </td> <td> <p>&nbsp;Touch operation/Continuous</p> </td> </tr> <tr> <td> <p>&nbsp;Dimensions [W &times; H &times; D]</p> </td> <td> <p>&nbsp;127&times;130&times;160mm</p> </td> </tr> <tr> <td> <p>&nbsp;Weight</p> </td> <td> <p>&nbsp;3.5kg</p> </td> </tr> <tr> <td> <p>&nbsp;Permissible ambient temperature</p> </td> <td> <p>&nbsp;5-40℃</p> </td> </tr> <tr> <td> <p>&nbsp;Permissible relative humidity</p> </td> <td> <p>&nbsp;80%RH</p> </td> </tr> <tr> <td> <p>&nbsp;Protection class&nbsp;</p> </td> <td> <p>&nbsp;IP21</p> </td> </tr> </tbody> </table><p>Dragon Lab is a&nbsp;professional manufacturer of high-quality laboratory instruments for research. The company is dedicated to developing and manufacturing general laboratory instruments, offering researchers unmatched performance and proven value.</p> <p><strong>product information page download</strong><strong>&nbsp;</strong>&nbsp;:</p> <p>&nbsp;</p> <p>&nbsp; &nbsp; &nbsp; &nbsp; &nbsp;&nbsp;<a href="http://www.dlabsci.com/uploads/DLAB%20Catalogue.pdf" target="_blank"><img style="height: 165px; width: 125px; -moz-box-shadow: 2px 2px 5px #333333; -webkit-box-shadow: 2px 2px 5px #333333; box-shadow: 2px 2px 5px #333333;" src="http://www.microanalytix.co.nz/content/images/thumbs/DLAB.PNG" alt="" /></a></p><p><strong>DispensMate Dispenser Chemical Compatibility download</strong><strong>&nbsp;</strong>&nbsp;:</p> <p>&nbsp;</p><a href="http://www.microanalytix.co.nz/content/files/Chem Comp chart top Dispenser DLab.pdf" target="_blank"><img style="height: 165px; width: 125px; -moz-box-shadow: 2px 2px 5px #333333; -webkit-box-shadow: 2px 2px 5px #333333; box-shadow: 2px 2px 5px #333333;" src="http://www.microanalytix.co.nz/content/images/thumbs/DispensMate Dispenser Chemical Compatibility.PNG" alt="DispensMate Dispenser Chemical Compatibility" /></a></p> <p>&nbsp;</p> <p>&nbsp;</p> </body> </html> | 0 | 1 | FALSE |  |  |  | vortex-mixer-mx-f | FALSE | TRUE | MX-F |  |  | FALSE | 0 | FALSE |  | FALSE | FALSE | 0 | TRUE | 10 | 1 | FALSE | 0 | FALSE |  | FALSE | 100 | 0 | 10 | TRUE | FALSE | 0 | 0 | 0 | FALSE | 6 | 0 | 10000 | FALSE | FALSE | 0 | 0 | 1 | 0 | FALSE | 1 | 10000 |  | FALSE | FALSE | FALSE | FALSE |  | FALSE | 616 | 616 | 0 |  |  |  | FALSE | 0 | 1000 | 0 | 0 | 0 | 0 | 43138.8702 | 164; | 18; | E:\w3server\microanalytix.com.au\httpdocs\content\images\thumbs\0012074_vortex-mixer-mx-f.jpeg
5 | 0 | TRUE | Vortex Mixer MX-S | Vortex Mixer (adjustable speed) | <!DOCTYPE html> <html> <head> <style> td { border:1px solid #ccc } </style> </head> <body> <p><strong>FEATURES</strong></p> <ul> <li>Touch operation or continuous mode</li> <li>Variable speed control from 0 to 2500rpm</li> <li>Used for various mixing applications with optional adapters to fit different tubes</li> <li>specially designed vacuum suction foot for body stability</li> <li>Robust aluminum-cast construction</li> </ul> <p>&nbsp;</p> <table style="height: 604px;" border="1" width="474"> <tbody> <tr> <td> <p>&nbsp;Voltage</p> </td> <td> <p>&nbsp;110-120V/220-230V, 50/60Hz</p> </td> </tr> <tr> <td> <p>&nbsp;Power</p> </td> <td> <p>&nbsp;60W</p> </td> </tr> <tr> <td> <p>&nbsp;Mixing motion</p> </td> <td> <p>&nbsp;Orbital</p> </td> </tr> <tr> <td> <p>&nbsp;Orbital diameter</p> </td> <td> <p>&nbsp;4mm</p> </td> </tr> <tr> <td> <p>&nbsp;Motor type</p> </td> <td> <p>&nbsp;Shaded pole motor</p> </td> </tr> <tr> <td> <p>&nbsp;Motor rating input</p> </td> <td> <p>&nbsp;58W</p> </td> </tr> <tr> <td> <p>&nbsp;Motor rating output</p> </td> <td> <p>&nbsp;10W</p> </td> </tr> <tr> <td> <p>&nbsp;Speed range</p> </td> <td> <p>&nbsp;0-2500rpm</p> </td> </tr> <tr> <td> <p>&nbsp;Speed display&nbsp;</p> </td> <td> <p>&nbsp;Scale</p> </td> </tr> <tr> <td> <p>&nbsp;Run type</p> </td> <td> <p>&nbsp;Touch operation/Continuous</p> </td> </tr> <tr> <td> <p>&nbsp;Dimensions [W &times; H &times; D]&nbsp;</p> </td> <td> <p>&nbsp;127&times;130 &times;160mm</p> </td> </tr> <tr> <td> <p>&nbsp;Weight</p> </td> <td> <p>&nbsp;3.5kg</p> </td> </tr> <tr> <td> <p>&nbsp;Permissible ambient temperature</p> </td> <td> <p>&nbsp;5-40℃</p> </td> </tr> <tr> <td> <p>&nbsp;Permissible relative humidity</p> </td> <td> <p>&nbsp;80%RH</p> </td> </tr> <tr> <td> <p>&nbsp;Protection class</p> </td> <td> <p>&nbsp;IP21</p> </td> </tr> </tbody> </table><p>Dragon Lab is a&nbsp;professional manufacturer of high-quality laboratory instruments for research. The company is dedicated to developing and manufacturing general laboratory instruments, offering researchers unmatched performance and proven value.</p> <p><strong>product information page download</strong><strong>&nbsp;</strong>&nbsp;:</p> <p>&nbsp;</p> <p>&nbsp; &nbsp; &nbsp; &nbsp; &nbsp;&nbsp;<a href="http://www.dlabsci.com/uploads/DLAB%20Catalogue.pdf" target="_blank"><img style="height: 165px; width: 125px; -moz-box-shadow: 2px 2px 5px #333333; -webkit-box-shadow: 2px 2px 5px #333333; box-shadow: 2px 2px 5px #333333;" src="http://www.microanalytix.co.nz/content/images/thumbs/DLAB.PNG" alt="" /></a></p><p><strong>DispensMate Dispenser Chemical Compatibility download</strong><strong>&nbsp;</strong>&nbsp;:</p> <p>&nbsp;</p><a href="http://www.microanalytix.co.nz/content/files/Chem Comp chart top Dispenser DLab.pdf" target="_blank"><img style="height: 165px; width: 125px; -moz-box-shadow: 2px 2px 5px #333333; -webkit-box-shadow: 2px 2px 5px #333333; box-shadow: 2px 2px 5px #333333;" src="http://www.microanalytix.co.nz/content/images/thumbs/DispensMate Dispenser Chemical Compatibility.PNG" alt="DispensMate Dispenser Chemical Compatibility" /></a></p> <p>&nbsp;</p> <p>&nbsp;</p> </body> </html> | 0 | 1 | FALSE |  |  |  | vortex-mixer-mx-s | FALSE | TRUE | MX-S |  |  | FALSE | 0 | FALSE |  | FALSE | FALSE | 0 | TRUE | 10 | 1 | FALSE | 0 | FALSE |  | FALSE | 100 | 0 | 10 | TRUE | FALSE | 0 | 0 | 0 | FALSE | 6 | 0 | 10000 | FALSE | FALSE | 0 | 0 | 1 | 0 | FALSE | 1 | 10000 |  | FALSE | FALSE | FALSE | FALSE |  | FALSE | 672 | 672 | 0 |  |  |  | FALSE | 0 | 1000 | 0 | 0 | 0 | 0 | 43138.8694 | 164; | 18; | E:\w3server\microanalytix.com.au\httpdocs\content\images\thumbs\0012072_vortex-mixer-mx-s.jpeg